## 2019 SUMAPPM Schedule Summit A
Planned Preventive Maintenance of 2019 Brigade Metropolis {SUMMIT-A} | [10 empty] | FEBURUARY | [7 empty] | APRIL | [8 empty] | JUNE | [8 empty] | AUGUST | [7 empty] | OCTOBER | [8 empty] | DECEMBER
[6 empty] | JANUARY | [8 empty] | MARCH | [8 empty] | MAY | [7 empty] | JULY | [8 empty] | SEPTEMBER | [8 empty] | NOVEMBER
[5 empty] | WEEK # | 1 | 2 | 3 | 4 | 5 | 6 | 7 | 8 | 9 | 10 | 11 | 12 | 13 | 14 | 15 | 16 | 17 | 18 | 19 | 20 | 21 | 22 | 23 | 24 | 25 | 26 | 27 | 28 | 29 | 30 | 31 | 32 | 33 | 34 | 35 | 36 | 37 | 38 | 39 | 40 | 41 | 42 | 43 | 44 | 45 | 46 | 47 | 48 | 49 | 50 | 51 | 52 | 53
[5 empty] | Monday |  | 7 | 14 | 21 | 28 | 4 | 11 | 18 | 25 | 4 | 11 | 18 | 25 | 1 | 8 | 15 | 22 | 29 | 6 | 13 | 20 | 27 | 3 | 10 | 17 | 24 | 1 | 8 | 15 | 22 | 29 | 5 | 12 | 19 | 26 | 2 | 9 | 16 | 23 | 30 | 7 | 14 | 21 | 28 | 4 | 11 | 18 | 25 | 2 | 9 | 16 | 23 | 30
[5 empty] | Tuesday | 1 | 8 | 15 | 22 | 29 | 5 | 12 | 19 | 26 | 5 | 12 | 19 | 26 | 2 | 9 | 16 | 23 | 30 | 7 | 14 | 21 | 28 | 4 | 11 | 18 | 25 | 2 | 9 | 16 | 23 | 30 | 6 | 13 | 20 | 27 | 3 | 10 | 17 | 24 | 1 | 8 | 15 | 22 | 29 | 5 | 12 | 19 | 26 | 3 | 10 | 17 | 24 | 31
[5 empty] | Wednesday | 2 | 9 | 16 | 23 | 30 | 6 | 13 | 20 | 27 | 6 | 13 | 20 | 27 | 3 | 10 | 17 | 24 | 1 | 8 | 15 | 22 | 29 | 5 | 12 | 19 | 26 | 3 | 10 | 17 | 24 | 31 | 7 | 14 | 21 | 28 | 4 | 11 | 18 | 25 | 2 | 9 | 16 | 23 | 30 | 6 | 13 | 20 | 27 | 4 | 11 | 18 | 25
[5 empty] | Thursday | 3 | 10 | 17 | 24 | 31 | 7 | 14 | 21 | 28 | 7 | 14 | 21 | 28 | 4 | 11 | 18 | 25 | 2 | 9 | 16 | 23 | 30 | 6 | 13 | 20 | 27 | 4 | 11 | 18 | 25 | 1 | 8 | 15 | 22 | 29 | 5 | 12 | 19 | 26 | 3 | 10 | 17 | 24 | 31 | 7 | 14 | 21 | 28 | 5 | 12 | 19 | 26
[5 empty] | Friday | 4 | 11 | 18 | 25 | 1 | 8 | 15 | 22 | 1 | 8 | 15 | 22 | 29 | 5 | 12 | 19 | 26 | 3 | 10 | 17 | 24 | 31 | 7 | 14 | 21 | 28 | 5 | 12 | 19 | 26 | 2 | 9 | 16 | 23 | 30 | 6 | 13 | 20 | 27 | 4 | 11 | 18 | 25 | 1 | 8 | 15 | 22 | 29 | 6 | 13 | 20 | 27
[5 empty] | Saturday | 5 | 12 | 19 | 26 | 2 | 9 | 16 | 23 | 2 | 9 | 16 | 23 | 30 | 6 | 13 | 20 | 27 | 4 | 11 | 18 | 25 | 1 | 8 | 15 | 22 | 29 | 6 | 13 | 20 | 27 | 3 | 10 | 17 | 24 | 31 | 7 | 14 | 21 | 28 | 5 | 12 | 19 | 26 | 2 | 9 | 16 | 23 | 30 | 7 | 14 | 21 | 28
[5 empty] | Sunday | 6 | 13 | 20 | 27 | 3 | 10 | 17 | 24 | 3 | 10 | 17 | 24 | 31 | 7 | 14 | 21 | 28 | 5 | 12 | 19 | 26 | 2 | 9 | 16 | 23 | 30 | 7 | 14 | 21 | 28 | 4 | 11 | 18 | 25 | 1 | 8 | 15 | 22 | 29 | 6 | 13 | 20 | 27 | 3 | 10 | 17 | 24 | 1 | 8 | 15 | 22 | 29
Activity Description | Rating | Location | AMC/Non AMC | Category | Frequency | 1 | 2 | 3 | 4 | 5 | 6 | 7 | 8 | 9 | 10 | 11 | 12 | 13 | 14 | 15 | 16 | 17 | 18 | 19 | 20 | 21 | 22 | 23 | 24 | 25 | 26 | 27 | 28 | 29 | 30 | 31 | 32 | 33 | 34 | 35 | 36 | 37 | 38 | 39 | 40 | 41 | 42 | 43 | 44 | 45 | 46 | 47 | 48 | 49 | 50 | 51 | 52 | 53
Lighting |  |  |  | Daily Visual Inspection | Daily | bar: 1 2 3 4 5 6 1 to NOVEMBER 52 23 24 25 26 27 28 29 53
Water Tank Levels |  |  |  | Daily Visual Inspection | Daily | bar: 1 2 3 4 5 6 1 to NOVEMBER 52 23 24 25 26 27 28 29 53
Water Quality |  |  |  | Daily Visual Inspection | Daily | bar: 1 2 3 4 5 6 1 to NOVEMBER 52 23 24 25 26 27 28 29 53
Chillers |  |  |  | Daily Visual Inspection | Daily | bar: 1 2 3 4 5 6 1 to NOVEMBER 52 23 24 25 26 27 28 29 53
Exhaust Fans |  |  |  | Daily Visual Inspection | Daily | bar: 1 2 3 4 5 6 1 to NOVEMBER 52 23 24 25 26 27 28 29 53
Fresh Air Fans |  |  |  | Daily Visual Inspection | Daily | bar: 1 2 3 4 5 6 1 to NOVEMBER 52 23 24 25 26 27 28 29 53
Pumps |  |  |  | Daily Visual Inspection | Daily | bar: 1 2 3 4 5 6 1 to NOVEMBER 52 23 24 25 26 27 28 29 53
Lifts |  |  |  | Daily Visual Inspection | Daily | bar: 1 2 3 4 5 6 1 to NOVEMBER 52 23 24 25 26 27 28 29 53
UPS |  |  |  | Daily Visual Inspection | Daily | bar: 1 2 3 4 5 6 1 to NOVEMBER 52 23 24 25 26 27 28 29 53
DG Panel |  |  |  | Daily Visual Inspection | Daily | bar: 1 2 3 4 5 6 1 to NOVEMBER 52 23 24 25 26 27 28 29 53
Transformer |  |  |  | Daily Visual Inspection | Daily | bar: 1 2 3 4 5 6 1 to NOVEMBER 52 23 24 25 26 27 28 29 53
Batteries |  |  |  | Daily Visual Inspection | Daily | bar: 1 2 3 4 5 6 1 to NOVEMBER 52 23 24 25 26 27 28 29 53
Transformer - 1 | 2000 KVA | HT Yard |  | Electrical Equipment's | Yearly | bar: MARCH 10 4 5 6 7 8 9 10 10
Transformer - 2 | 2000 KVA | HT Yard |  | Electrical Equipment's | Yearly | bar: MARCH 10 4 5 6 7 8 9 10 10
VCB(RMU)- 1 | 800 A | HT Yard | AMC | Electrical Equipment's | Half Yearly | bar: MAY 24 10 11 12 13 14 15 16 24; NOVEMBER 50 9 10 11 12 13 14 15 50
VCB(RMU)- 2 | 800 A | HT Yard | AMC | Electrical Equipment's | Half Yearly | bar: MAY 24 10 11 12 13 14 15 16 24; NOVEMBER 50 9 10 11 12 13 14 15 50
VCB(RMU)- 3 | 800 A | HT Yard | AMC | Electrical Equipment's | Half Yearly | bar: MAY 24 10 11 12 13 14 15 16 24; NOVEMBER 50 9 10 11 12 13 14 15 50
VCB -1 HT I/C | 800 A | HT Yard | AMC | Electrical Equipment's | Half Yearly | bar: MAY 25 17 18 19 20 21 22 23 25; NOVEMBER 51 16 17 18 19 20 21 22 51
VCB -2 HT O/G | 800 A | HT Yard | AMC | Electrical Equipment's | Half Yearly | bar: MAY 25 17 18 19 20 21 22 23 25; NOVEMBER 51 16 17 18 19 20 21 22 51
VCB -3 HT O/G | 800 A | HT Yard | AMC | Electrical Equipment's | Half Yearly | bar: MAY 25 17 18 19 20 21 22 23 25; NOVEMBER 51 16 17 18 19 20 21 22 51
ACB 1 & 2- LT KIOSK |  | HT Yard | AMC | Electrical Equipment's | Half Yearly | bar: MAY 25 17 18 19 20 21 22 23 25; NOVEMBER 51 16 17 18 19 20 21 22 51
All ACB |  | Main LT Panel | AMC | Electrical Equipment's | Half Yearly | bar: MAY 25 17 18 19 20 21 22 23 25; NOVEMBER 51 16 17 18 19 20 21 22 51
DG set 1500kva 01 | 1500KVA | GF | AMC | DG's | Monthly | bar: JANUARY 4 21 22 23 24 25 26 27 4; JANUARY 8 18 19 20 21 22 23 24 8; MARCH 12 18 19 20 21 22 23 24 12; MARCH 17 22 23 24 25 26 27 28 17; MAY 21 20 21 22 23 24 25 26 21; MAY 26 24 25 26 27 28 29 30 26; JULY 30 22 23 24 25 26 27 28 30; JULY 34 19 20 21 22 23 24 25 34; SEPTEMBER 39 23 24 25 26 27 28 29 39; SEPTEMBER 43 21 22 23 24 25 26 27 43; NOVEMBER 47 18 19 20 21 22 23 24 47; NOVEMBER 52 23 24 25 26 27 28 29 52
DG set 1500kva 02 | 1500KVA | GF | AMC | DG's | Monthly | bar: JANUARY 4 21 22 23 24 25 26 27 4; JANUARY 8 18 19 20 21 22 23 24 8; MARCH 12 18 19 20 21 22 23 24 12; MARCH 17 22 23 24 25 26 27 28 17; MAY 21 20 21 22 23 24 25 26 21; MAY 26 24 25 26 27 28 29 30 26; JULY 30 22 23 24 25 26 27 28 30; JULY 34 19 20 21 22 23 24 25 34; SEPTEMBER 39 23 24 25 26 27 28 29 39; SEPTEMBER 43 21 22 23 24 25 26 27 43; NOVEMBER 47 18 19 20 21 22 23 24 47; NOVEMBER 52 23 24 25 26 27 28 29 52
DG STACK Monitoring |  |  |  |  | Yearly | bar: JULY 32 5 6 7 8 9 10 11 32
Main LT Panel |  | LT room |  | LT Panels | Monthly | bar: JANUARY 4 21 22 23 24 25 26 27 4; JANUARY 8 18 19 20 21 22 23 24 8; MARCH 12 18 19 20 21 22 23 24 12; MARCH 17 22 23 24 25 26 27 28 17; MAY 21 20 21 22 23 24 25 26 21; MAY 26 24 25 26 27 28 29 30 26; JULY 30 22 23 24 25 26 27 28 30; JULY 34 19 20 21 22 23 24 25 34; SEPTEMBER 39 23 24 25 26 27 28 29 39; SEPTEMBER 43 21 22 23 24 25 26 27 43; NOVEMBER 47 18 19 20 21 22 23 24 47; NOVEMBER 52 23 24 25 26 27 28 29 52
RTCC Panel-1 |  | LT room |  | LT Panels | Monthly | bar: JANUARY 4 21 22 23 24 25 26 27 4; JANUARY 8 18 19 20 21 22 23 24 8; MARCH 12 18 19 20 21 22 23 24 12; MARCH 17 22 23 24 25 26 27 28 17; MAY 21 20 21 22 23 24 25 26 21; MAY 26 24 25 26 27 28 29 30 26; JULY 30 22 23 24 25 26 27 28 30; JULY 34 19 20 21 22 23 24 25 34; SEPTEMBER 39 23 24 25 26 27 28 29 39; SEPTEMBER 43 21 22 23 24 25 26 27 43; NOVEMBER 47 18 19 20 21 22 23 24 47; NOVEMBER 52 23 24 25 26 27 28 29 52
RTCC Panel-2 |  | LT room |  | LT Panels | Monthly | bar: JANUARY 4 21 22 23 24 25 26 27 4; JANUARY 8 18 19 20 21 22 23 24 8; MARCH 12 18 19 20 21 22 23 24 12; MARCH 17 22 23 24 25 26 27 28 17; MAY 21 20 21 22 23 24 25 26 21; MAY 26 24 25 26 27 28 29 30 26; JULY 30 22 23 24 25 26 27 28 30; JULY 34 19 20 21 22 23 24 25 34; SEPTEMBER 39 23 24 25 26 27 28 29 39; SEPTEMBER 43 21 22 23 24 25 26 27 43; NOVEMBER 47 18 19 20 21 22 23 24 47; NOVEMBER 52 23 24 25 26 27 28 29 52
UTILITY Panel |  | LT room |  | LT Panels | Monthly | bar: JANUARY 4 21 22 23 24 25 26 27 4; JANUARY 8 18 19 20 21 22 23 24 8; MARCH 12 18 19 20 21 22 23 24 12; MARCH 17 22 23 24 25 26 27 28 17; MAY 21 20 21 22 23 24 25 26 21; MAY 26 24 25 26 27 28 29 30 26; JULY 30 22 23 24 25 26 27 28 30; JULY 34 19 20 21 22 23 24 25 34; SEPTEMBER 39 23 24 25 26 27 28 29 39; SEPTEMBER 43 21 22 23 24 25 26 27 43; NOVEMBER 47 18 19 20 21 22 23 24 47; NOVEMBER 52 23 24 25 26 27 28 29 52
Lighting Panel |  | LT room |  | LT Panels | Monthly | bar: JANUARY 4 21 22 23 24 25 26 27 4; JANUARY 8 18 19 20 21 22 23 24 8; MARCH 12 18 19 20 21 22 23 24 12; MARCH 17 22 23 24 25 26 27 28 17; MAY 21 20 21 22 23 24 25 26 21; MAY 26 24 25 26 27 28 29 30 26; JULY 30 22 23 24 25 26 27 28 30; JULY 34 19 20 21 22 23 24 25 34; SEPTEMBER 39 23 24 25 26 27 28 29 39; SEPTEMBER 43 21 22 23 24 25 26 27 43; NOVEMBER 47 18 19 20 21 22 23 24 47; NOVEMBER 52 23 24 25 26 27 28 29 52
External lighting panel |  | LT room |  | LT Panels | Monthly | bar: JANUARY 4 21 22 23 24 25 26 27 4; JANUARY 8 18 19 20 21 22 23 24 8; MARCH 12 18 19 20 21 22 23 24 12; MARCH 17 22 23 24 25 26 27 28 17; MAY 21 20 21 22 23 24 25 26 21; MAY 26 24 25 26 27 28 29 30 26; JULY 30 22 23 24 25 26 27 28 30; JULY 34 19 20 21 22 23 24 25 34; SEPTEMBER 39 23 24 25 26 27 28 29 39; SEPTEMBER 43 21 22 23 24 25 26 27 43; NOVEMBER 47 18 19 20 21 22 23 24 47; NOVEMBER 52 23 24 25 26 27 28 29 52
APFCR Panel-1 | 150 KVAR | LT room |  | LT Panels | Monthly | bar: JANUARY 4 21 22 23 24 25 26 27 4; JANUARY 8 18 19 20 21 22 23 24 8; MARCH 12 18 19 20 21 22 23 24 12; MARCH 17 22 23 24 25 26 27 28 17; MAY 21 20 21 22 23 24 25 26 21; MAY 26 24 25 26 27 28 29 30 26; JULY 30 22 23 24 25 26 27 28 30; JULY 34 19 20 21 22 23 24 25 34; SEPTEMBER 39 23 24 25 26 27 28 29 39; SEPTEMBER 43 21 22 23 24 25 26 27 43; NOVEMBER 47 18 19 20 21 22 23 24 47; NOVEMBER 52 23 24 25 26 27 28 29 52
APFCR Panel-2 | 150 KVAR | LT room |  | LT Panels | Monthly | bar: JANUARY 4 21 22 23 24 25 26 27 4; JANUARY 8 18 19 20 21 22 23 24 8; MARCH 12 18 19 20 21 22 23 24 12; MARCH 17 22 23 24 25 26 27 28 17; MAY 21 20 21 22 23 24 25 26 21; MAY 26 24 25 26 27 28 29 30 26; JULY 30 22 23 24 25 26 27 28 30; JULY 34 19 20 21 22 23 24 25 34; SEPTEMBER 39 23 24 25 26 27 28 29 39; SEPTEMBER 43 21 22 23 24 25 26 27 43; NOVEMBER 47 18 19 20 21 22 23 24 47; NOVEMBER 52 23 24 25 26 27 28 29 52
APFCR Panel-3 |  | LT room |  | LT Panels | Monthly | bar: JANUARY 4 21 22 23 24 25 26 27 4; JANUARY 8 18 19 20 21 22 23 24 8; MARCH 12 18 19 20 21 22 23 24 12; MARCH 17 22 23 24 25 26 27 28 17; MAY 21 20 21 22 23 24 25 26 21; MAY 26 24 25 26 27 28 29 30 26; JULY 30 22 23 24 25 26 27 28 30; JULY 34 19 20 21 22 23 24 25 34; SEPTEMBER 39 23 24 25 26 27 28 29 39; SEPTEMBER 43 21 22 23 24 25 26 27 43; NOVEMBER 47 18 19 20 21 22 23 24 47; NOVEMBER 52 23 24 25 26 27 28 29 52
Water Pump Panel-1 |  | UB |  | LT Panels | Monthly | bar: JANUARY 3 14 15 16 17 18 19 20 3; JANUARY 7 11 12 13 14 15 16 17 7; MARCH 11 11 12 13 14 15 16 17 11; MARCH 16 15 16 17 18 19 20 21 16; MAY 20 13 14 15 16 17 18 19 20; MAY 24 10 11 12 13 14 15 16 24; JULY 29 15 16 17 18 19 20 21 29; JULY 33 12 13 14 15 16 17 18 33; SEPTEMBER 38 16 17 18 19 20 21 22 38; SEPTEMBER 42 14 15 16 17 18 19 20 42; NOVEMBER 46 11 12 13 14 15 16 17 46; NOVEMBER 51 16 17 18 19 20 21 22 51
Fire pump panel |  | UB |  | LT Panels | Monthly | bar: JANUARY 3 14 15 16 17 18 19 20 3; JANUARY 7 11 12 13 14 15 16 17 7; MARCH 11 11 12 13 14 15 16 17 11; MARCH 16 15 16 17 18 19 20 21 16; MAY 20 13 14 15 16 17 18 19 20; MAY 24 10 11 12 13 14 15 16 24; JULY 29 15 16 17 18 19 20 21 29; JULY 33 12 13 14 15 16 17 18 33; SEPTEMBER 38 16 17 18 19 20 21 22 38; SEPTEMBER 42 14 15 16 17 18 19 20 42; NOVEMBER 46 11 12 13 14 15 16 17 46; NOVEMBER 51 16 17 18 19 20 21 22 51
Cafeteria Panel |  | 2F |  | LT Panels | Monthly | bar: JANUARY 3 14 15 16 17 18 19 20 3; JANUARY 7 11 12 13 14 15 16 17 7; MARCH 11 11 12 13 14 15 16 17 11; MARCH 16 15 16 17 18 19 20 21 16; MAY 20 13 14 15 16 17 18 19 20; MAY 24 10 11 12 13 14 15 16 24; JULY 29 15 16 17 18 19 20 21 29; JULY 33 12 13 14 15 16 17 18 33; SEPTEMBER 38 16 17 18 19 20 21 22 38; SEPTEMBER 42 14 15 16 17 18 19 20 42; NOVEMBER 46 11 12 13 14 15 16 17 46; NOVEMBER 51 16 17 18 19 20 21 22 51
Cafeteria AC Panel |  | 2F |  | LT Panels | Monthly | bar: JANUARY 3 14 15 16 17 18 19 20 3; JANUARY 7 11 12 13 14 15 16 17 7; MARCH 11 11 12 13 14 15 16 17 11; MARCH 16 15 16 17 18 19 20 21 16; MAY 20 13 14 15 16 17 18 19 20; MAY 24 10 11 12 13 14 15 16 24; JULY 29 15 16 17 18 19 20 21 29; JULY 33 12 13 14 15 16 17 18 33; SEPTEMBER 38 16 17 18 19 20 21 22 38; SEPTEMBER 42 14 15 16 17 18 19 20 42; NOVEMBER 46 11 12 13 14 15 16 17 46; NOVEMBER 51 16 17 18 19 20 21 22 51
Main Chiller Panel |  | Terrace |  | LT Panels | Monthly | bar: JANUARY 3 14 15 16 17 18 19 20 3; JANUARY 7 11 12 13 14 15 16 17 7; MARCH 11 11 12 13 14 15 16 17 11; MARCH 16 15 16 17 18 19 20 21 16; MAY 20 13 14 15 16 17 18 19 20; MAY 24 10 11 12 13 14 15 16 24; JULY 29 15 16 17 18 19 20 21 29; JULY 33 12 13 14 15 16 17 18 33; SEPTEMBER 38 16 17 18 19 20 21 22 38; SEPTEMBER 42 14 15 16 17 18 19 20 42; NOVEMBER 46 11 12 13 14 15 16 17 46; NOVEMBER 51 16 17 18 19 20 21 22 51
CHILLER Pump Panel |  | Terrace |  | LT Panels | Monthly | bar: JANUARY 3 14 15 16 17 18 19 20 3; JANUARY 7 11 12 13 14 15 16 17 7; MARCH 11 11 12 13 14 15 16 17 11; MARCH 16 15 16 17 18 19 20 21 16; MAY 20 13 14 15 16 17 18 19 20; MAY 24 10 11 12 13 14 15 16 24; JULY 29 15 16 17 18 19 20 21 29; JULY 33 12 13 14 15 16 17 18 33; SEPTEMBER 38 16 17 18 19 20 21 22 38; SEPTEMBER 42 14 15 16 17 18 19 20 42; NOVEMBER 46 11 12 13 14 15 16 17 46; NOVEMBER 51 16 17 18 19 20 21 22 51
CHILLER Capacitor panel | 300Kvar | Terrace |  | LT Panels | Monthly | bar: JANUARY 3 14 15 16 17 18 19 20 3; JANUARY 7 11 12 13 14 15 16 17 7; MARCH 11 11 12 13 14 15 16 17 11; MARCH 16 15 16 17 18 19 20 21 16; MAY 20 13 14 15 16 17 18 19 20; MAY 24 10 11 12 13 14 15 16 24; JULY 29 15 16 17 18 19 20 21 29; JULY 33 12 13 14 15 16 17 18 33; SEPTEMBER 38 16 17 18 19 20 21 22 38; SEPTEMBER 42 14 15 16 17 18 19 20 42; NOVEMBER 46 11 12 13 14 15 16 17 46; NOVEMBER 51 16 17 18 19 20 21 22 51
UPSDB-1 |  | LT Room |  | LT Panels | Monthly | bar: JANUARY 2 7 8 9 10 11 12 13 2; JANUARY 6 4 5 6 7 8 9 10 6; MARCH 10 4 5 6 7 8 9 10 10; MARCH 15 8 9 10 11 12 13 14 15; MAY 19 6 7 8 9 10 11 12 19; MAY 23 3 4 5 6 7 8 9 23; JULY 28 8 9 10 11 12 13 14 28; JULY 32 5 6 7 8 9 10 11 32; SEPTEMBER 37 9 10 11 12 13 14 15 37; SEPTEMBER 41 7 8 9 10 11 12 13 41; NOVEMBER 45 4 5 6 7 8 9 10 45; NOVEMBER 50 9 10 11 12 13 14 15 50
UPSDB-2 |  | LT Room |  | LT Panels | Monthly | bar: JANUARY 2 7 8 9 10 11 12 13 2; JANUARY 6 4 5 6 7 8 9 10 6; MARCH 10 4 5 6 7 8 9 10 10; MARCH 15 8 9 10 11 12 13 14 15; MAY 19 6 7 8 9 10 11 12 19; MAY 23 3 4 5 6 7 8 9 23; JULY 28 8 9 10 11 12 13 14 28; JULY 32 5 6 7 8 9 10 11 32; SEPTEMBER 37 9 10 11 12 13 14 15 37; SEPTEMBER 41 7 8 9 10 11 12 13 41; NOVEMBER 45 4 5 6 7 8 9 10 45; NOVEMBER 50 9 10 11 12 13 14 15 50
UPSDB-3 |  | Main Reception |  | LT Panels | Monthly | bar: JANUARY 2 7 8 9 10 11 12 13 2; JANUARY 6 4 5 6 7 8 9 10 6; MARCH 10 4 5 6 7 8 9 10 10; MARCH 15 8 9 10 11 12 13 14 15; MAY 19 6 7 8 9 10 11 12 19; MAY 23 3 4 5 6 7 8 9 23; JULY 28 8 9 10 11 12 13 14 28; JULY 32 5 6 7 8 9 10 11 32; SEPTEMBER 37 9 10 11 12 13 14 15 37; SEPTEMBER 41 7 8 9 10 11 12 13 41; NOVEMBER 45 4 5 6 7 8 9 10 45; NOVEMBER 50 9 10 11 12 13 14 15 50
UPSDB-4 |  | Café Elect Room |  | LT Panels | Monthly | bar: JANUARY 2 7 8 9 10 11 12 13 2; JANUARY 6 4 5 6 7 8 9 10 6; MARCH 10 4 5 6 7 8 9 10 10; MARCH 15 8 9 10 11 12 13 14 15; MAY 19 6 7 8 9 10 11 12 19; MAY 23 3 4 5 6 7 8 9 23; JULY 28 8 9 10 11 12 13 14 28; JULY 32 5 6 7 8 9 10 11 32; SEPTEMBER 37 9 10 11 12 13 14 15 37; SEPTEMBER 41 7 8 9 10 11 12 13 41; NOVEMBER 45 4 5 6 7 8 9 10 45; NOVEMBER 50 9 10 11 12 13 14 15 50
UPSDB-5 |  | Chiller Room |  | LT Panels | Monthly | bar: JANUARY 2 7 8 9 10 11 12 13 2; JANUARY 6 4 5 6 7 8 9 10 6; MARCH 10 4 5 6 7 8 9 10 10; MARCH 15 8 9 10 11 12 13 14 15; MAY 19 6 7 8 9 10 11 12 19; MAY 23 3 4 5 6 7 8 9 23; JULY 28 8 9 10 11 12 13 14 28; JULY 32 5 6 7 8 9 10 11 32; SEPTEMBER 37 9 10 11 12 13 14 15 37; SEPTEMBER 41 7 8 9 10 11 12 13 41; NOVEMBER 45 4 5 6 7 8 9 10 45; NOVEMBER 50 9 10 11 12 13 14 15 50
UPSDB-6 |  | DG Sync Panel |  | LT Panels | Monthly | bar: JANUARY 2 7 8 9 10 11 12 13 2; JANUARY 6 4 5 6 7 8 9 10 6; MARCH 10 4 5 6 7 8 9 10 10; MARCH 15 8 9 10 11 12 13 14 15; MAY 19 6 7 8 9 10 11 12 19; MAY 23 3 4 5 6 7 8 9 23; JULY 28 8 9 10 11 12 13 14 28; JULY 32 5 6 7 8 9 10 11 32; SEPTEMBER 37 9 10 11 12 13 14 15 37; SEPTEMBER 41 7 8 9 10 11 12 13 41; NOVEMBER 45 4 5 6 7 8 9 10 45; NOVEMBER 50 9 10 11 12 13 14 15 50
LDB-1 |  | Gr Floor |  | LT Panels | Monthly | bar: JANUARY 2 7 8 9 10 11 12 13 2; JANUARY 6 4 5 6 7 8 9 10 6; MARCH 10 4 5 6 7 8 9 10 10; MARCH 15 8 9 10 11 12 13 14 15; MAY 19 6 7 8 9 10 11 12 19; MAY 23 3 4 5 6 7 8 9 23; JULY 28 8 9 10 11 12 13 14 28; JULY 32 5 6 7 8 9 10 11 32; SEPTEMBER 37 9 10 11 12 13 14 15 37; SEPTEMBER 41 7 8 9 10 11 12 13 41; NOVEMBER 45 4 5 6 7 8 9 10 45; NOVEMBER 50 9 10 11 12 13 14 15 50
LDB-2 |  | Gr Floor |  | LT Panels | Monthly | bar: JANUARY 2 7 8 9 10 11 12 13 2; JANUARY 6 4 5 6 7 8 9 10 6; MARCH 10 4 5 6 7 8 9 10 10; MARCH 15 8 9 10 11 12 13 14 15; MAY 19 6 7 8 9 10 11 12 19; MAY 23 3 4 5 6 7 8 9 23; JULY 28 8 9 10 11 12 13 14 28; JULY 32 5 6 7 8 9 10 11 32; SEPTEMBER 37 9 10 11 12 13 14 15 37; SEPTEMBER 41 7 8 9 10 11 12 13 41; NOVEMBER 45 4 5 6 7 8 9 10 45; NOVEMBER 50 9 10 11 12 13 14 15 50
ELDB-1 |  | Gr Floor |  | LT Panels | Monthly | bar: JANUARY 2 7 8 9 10 11 12 13 2; JANUARY 6 4 5 6 7 8 9 10 6; MARCH 10 4 5 6 7 8 9 10 10; MARCH 15 8 9 10 11 12 13 14 15; MAY 19 6 7 8 9 10 11 12 19; MAY 23 3 4 5 6 7 8 9 23; JULY 28 8 9 10 11 12 13 14 28; JULY 32 5 6 7 8 9 10 11 32; SEPTEMBER 37 9 10 11 12 13 14 15 37; SEPTEMBER 41 7 8 9 10 11 12 13 41; NOVEMBER 45 4 5 6 7 8 9 10 45; NOVEMBER 50 9 10 11 12 13 14 15 50
LDB-1(Parking Lights) |  | UB |  | LT Panels | Monthly | bar: JANUARY 2 7 8 9 10 11 12 13 2; JANUARY 6 4 5 6 7 8 9 10 6; MARCH 10 4 5 6 7 8 9 10 10; MARCH 15 8 9 10 11 12 13 14 15; MAY 19 6 7 8 9 10 11 12 19; MAY 23 3 4 5 6 7 8 9 23; JULY 28 8 9 10 11 12 13 14 28; JULY 32 5 6 7 8 9 10 11 32; SEPTEMBER 37 9 10 11 12 13 14 15 37; SEPTEMBER 41 7 8 9 10 11 12 13 41; NOVEMBER 45 4 5 6 7 8 9 10 45; NOVEMBER 50 9 10 11 12 13 14 15 50
LDB-1(Parking Lights) |  | LB |  | LT Panels | Monthly | bar: JANUARY 2 7 8 9 10 11 12 13 2; JANUARY 6 4 5 6 7 8 9 10 6; MARCH 10 4 5 6 7 8 9 10 10; MARCH 15 8 9 10 11 12 13 14 15; MAY 19 6 7 8 9 10 11 12 19; MAY 23 3 4 5 6 7 8 9 23; JULY 28 8 9 10 11 12 13 14 28; JULY 32 5 6 7 8 9 10 11 32; SEPTEMBER 37 9 10 11 12 13 14 15 37; SEPTEMBER 41 7 8 9 10 11 12 13 41; NOVEMBER 45 4 5 6 7 8 9 10 45; NOVEMBER 50 9 10 11 12 13 14 15 50
LDB-1(Parking Lights) |  | 1st Floor |  | LT Panels | Monthly | bar: JANUARY 2 7 8 9 10 11 12 13 2; JANUARY 6 4 5 6 7 8 9 10 6; MARCH 10 4 5 6 7 8 9 10 10; MARCH 15 8 9 10 11 12 13 14 15; MAY 19 6 7 8 9 10 11 12 19; MAY 23 3 4 5 6 7 8 9 23; JULY 28 8 9 10 11 12 13 14 28; JULY 32 5 6 7 8 9 10 11 32; SEPTEMBER 37 9 10 11 12 13 14 15 37; SEPTEMBER 41 7 8 9 10 11 12 13 41; NOVEMBER 45 4 5 6 7 8 9 10 45; NOVEMBER 50 9 10 11 12 13 14 15 50
All ground floor Pole lights |  |  |  | LT Panels | Monthly | bar: JANUARY 2 7 8 9 10 11 12 13 2; JANUARY 6 4 5 6 7 8 9 10 6; MARCH 10 4 5 6 7 8 9 10 10; MARCH 15 8 9 10 11 12 13 14 15; MAY 19 6 7 8 9 10 11 12 19; MAY 23 3 4 5 6 7 8 9 23; JULY 28 8 9 10 11 12 13 14 28; JULY 32 5 6 7 8 9 10 11 32; SEPTEMBER 37 9 10 11 12 13 14 15 37; SEPTEMBER 41 7 8 9 10 11 12 13 41; NOVEMBER 45 4 5 6 7 8 9 10 45; NOVEMBER 50 9 10 11 12 13 14 15 50
Chiller No-01 | 300 Tr | Terrace | AMC | HVAC Equipment's | Quarterly | bar: JANUARY 8 18 19 20 21 22 23 24 8; MAY 21 20 21 22 23 24 25 26 21; JULY 34 19 20 21 22 23 24 25 34; NOVEMBER 47 18 19 20 21 22 23 24 47
Chiller No-02 | 300 Tr | Terrace | AMC | HVAC Equipment's | Quarterly | bar: JANUARY 8 18 19 20 21 22 23 24 8; MAY 21 20 21 22 23 24 25 26 21; JULY 34 19 20 21 22 23 24 25 34; NOVEMBER 47 18 19 20 21 22 23 24 47
Chiller No-03 | 300 Tr | Terrace | AMC | HVAC Equipment's | Quarterly | bar: JANUARY 8 18 19 20 21 22 23 24 8; MAY 21 20 21 22 23 24 25 26 21; JULY 34 19 20 21 22 23 24 25 34; NOVEMBER 47 18 19 20 21 22 23 24 47
Primary Pump-1 | 15HP | Terrace | AMC | HVAC Equipment's | Quarterly | bar: MAY 23 3 4 5 6 7 8 9 23; SEPTEMBER 36 2 3 4 5 6 7 8 36; NOVEMBER 49 2 3 4 5 6 7 8 49
Primary Pump-2 | 15HP | Terrace | AMC | HVAC Equipment's | Quarterly | bar: MARCH 10 4 5 6 7 8 9 10 10; MAY 23 3 4 5 6 7 8 9 23; SEPTEMBER 36 2 3 4 5 6 7 8 36; NOVEMBER 49 2 3 4 5 6 7 8 49
Primary Pump-3 | 15HP | Terrace | AMC | HVAC Equipment's | Quarterly | bar: MARCH 10 4 5 6 7 8 9 10 10; MAY 23 3 4 5 6 7 8 9 23; SEPTEMBER 36 2 3 4 5 6 7 8 36; NOVEMBER 49 2 3 4 5 6 7 8 49
Primary Pump-4 | 15HP | Terrace | AMC | HVAC Equipment's | Quarterly | bar: MARCH 10 4 5 6 7 8 9 10 10; MAY 23 3 4 5 6 7 8 9 23; SEPTEMBER 36 2 3 4 5 6 7 8 36; NOVEMBER 49 2 3 4 5 6 7 8 49
Secondary Pump-1 | 30HP | Terrace | AMC | HVAC Equipment's | Quarterly | bar: MARCH 10 4 5 6 7 8 9 10 10; MAY 23 3 4 5 6 7 8 9 23; SEPTEMBER 36 2 3 4 5 6 7 8 36; NOVEMBER 49 2 3 4 5 6 7 8 49
Secondary Pump-2 | 30HP | Terrace | AMC | HVAC Equipment's | Quarterly | bar: MARCH 10 4 5 6 7 8 9 10 10; MAY 23 3 4 5 6 7 8 9 23; SEPTEMBER 36 2 3 4 5 6 7 8 36; NOVEMBER 49 2 3 4 5 6 7 8 49
Secondary Pump-3 | 30HP | Terrace | AMC | HVAC Equipment's | Quarterly | bar: MARCH 10 4 5 6 7 8 9 10 10; MAY 23 3 4 5 6 7 8 9 23; SEPTEMBER 36 2 3 4 5 6 7 8 36; NOVEMBER 49 2 3 4 5 6 7 8 49
Secondary Pump-4 | 30HP | Terrace | AMC | HVAC Equipment's | Quarterly | bar: MARCH 10 4 5 6 7 8 9 10 10; MAY 23 3 4 5 6 7 8 9 23; SEPTEMBER 36 2 3 4 5 6 7 8 36; NOVEMBER 49 2 3 4 5 6 7 8 49
All Valves |  |  | AMC | HVAC Equipment's | Quarterly | bar: MARCH 10 4 5 6 7 8 9 10 10; MAY 23 3 4 5 6 7 8 9 23; SEPTEMBER 36 2 3 4 5 6 7 8 36; NOVEMBER 49 2 3 4 5 6 7 8 49
VFD'S | 30HP | Terrace | AMC | HVAC Equipment's | Quarterly | bar: MARCH 10 4 5 6 7 8 9 10 10; MAY 23 3 4 5 6 7 8 9 23; SEPTEMBER 36 2 3 4 5 6 7 8 36; NOVEMBER 49 2 3 4 5 6 7 8 49
Makeup tank Pump-1 | 0.8Hp | Terrace | AMC | HVAC Equipment's | Quarterly | bar: MARCH 10 4 5 6 7 8 9 10 10; MAY 23 3 4 5 6 7 8 9 23; SEPTEMBER 36 2 3 4 5 6 7 8 36; NOVEMBER 49 2 3 4 5 6 7 8 49
Makeup tank Pump-2 | 0.8Hp | Terrace | AMC | HVAC Equipment's | Quarterly | bar: MARCH 10 4 5 6 7 8 9 10 10; MAY 23 3 4 5 6 7 8 9 23; SEPTEMBER 36 2 3 4 5 6 7 8 36; NOVEMBER 49 2 3 4 5 6 7 8 49
FCU units | 5Tr | Cafetaria/Reception | AMC | HVAC Equipment's | Quarterly | bar: MARCH 10 4 5 6 7 8 9 10 10; MAY 23 3 4 5 6 7 8 9 23; SEPTEMBER 36 2 3 4 5 6 7 8 36; NOVEMBER 49 2 3 4 5 6 7 8 49
Split 1,2,3 & 4 units | 2Tr | lift M/C room | AMC | HVAC Equipment's | Quarterly | bar: MARCH 10 4 5 6 7 8 9 10 10; MAY 23 3 4 5 6 7 8 9 23; SEPTEMBER 36 2 3 4 5 6 7 8 36; NOVEMBER 49 2 3 4 5 6 7 8 49
Jockey Pump | 7.5Hp | Fire Room | AMC | Fire Detection & Fighting Equipment's | Weekly | bar: 1 2 3 4 5 6 1 to NOVEMBER 52 23 24 25 26 27 28 29 53
Hydrent pump | 150Hp | Fire Room | AMC | Fire Detection & Fighting Equipment's | Weekly | bar: 1 2 3 4 5 6 1 to NOVEMBER 52 23 24 25 26 27 28 29 53
Sprinkler Pump | 150Hp | Fire Room | AMC | Fire Detection & Fighting Equipment's | Weekly | bar: 1 2 3 4 5 6 1 to NOVEMBER 52 23 24 25 26 27 28 29 53
FIRE DG Engine Set | 167Hp | Fire Room | AMC | Fire Detection & Fighting Equipment's | Weekly | bar: 1 2 3 4 5 6 1 to NOVEMBER 52 23 24 25 26 27 28 29 53
Booster Pump | 11.5Hp | Terrace | AMC | Fire Detection & Fighting Equipment's | Weekly | bar: 1 2 3 4 5 6 1 to NOVEMBER 52 23 24 25 26 27 28 29 53
FHC BOX |  |  | AMC | Fire Detection & Fighting Equipment's | Quarterly | bar: JANUARY 2 7 8 9 10 11 12 13 2; MARCH 10 4 5 6 7 8 9 10 10; MARCH 15 8 9 10 11 12 13 14 15; MAY 23 3 4 5 6 7 8 9 23; JULY 28 8 9 10 11 12 13 14 28; SEPTEMBER 36 2 3 4 5 6 7 8 36; SEPTEMBER 41 7 8 9 10 11 12 13 41; NOVEMBER 49 2 3 4 5 6 7 8 49
FIRE Extinguishers |  |  | AMC | Fire Detection & Fighting Equipment's | Quarterly | bar: JANUARY 2 7 8 9 10 11 12 13 2; MARCH 10 4 5 6 7 8 9 10 10; MARCH 15 8 9 10 11 12 13 14 15; MAY 23 3 4 5 6 7 8 9 23; JULY 28 8 9 10 11 12 13 14 28; SEPTEMBER 36 2 3 4 5 6 7 8 36; SEPTEMBER 41 7 8 9 10 11 12 13 41; NOVEMBER 49 2 3 4 5 6 7 8 49
Fire Panel |  | Fire Room | AMC | Fire Detection & Fighting Equipment's | Quarterly | bar: JANUARY 2 7 8 9 10 11 12 13 2; MARCH 10 4 5 6 7 8 9 10 10; MARCH 15 8 9 10 11 12 13 14 15; MAY 23 3 4 5 6 7 8 9 23; JULY 28 8 9 10 11 12 13 14 28; SEPTEMBER 36 2 3 4 5 6 7 8 36; SEPTEMBER 41 7 8 9 10 11 12 13 41; NOVEMBER 49 2 3 4 5 6 7 8 49
PA System |  | Ground floor | AMC | Fire Detection & Fighting Equipment's | Monthly | bar: JANUARY 4 21 22 23 24 25 26 27 4; JANUARY 8 18 19 20 21 22 23 24 8; MARCH 12 18 19 20 21 22 23 24 12; MARCH 17 22 23 24 25 26 27 28 17; MAY 21 20 21 22 23 24 25 26 21; MAY 26 24 25 26 27 28 29 30 26; JULY 30 22 23 24 25 26 27 28 30; JULY 34 19 20 21 22 23 24 25 34; SEPTEMBER 39 23 24 25 26 27 28 29 39; SEPTEMBER 43 21 22 23 24 25 26 27 43; NOVEMBER 47 18 19 20 21 22 23 24 47; NOVEMBER 52 23 24 25 26 27 28 29 52
Fire Alarm System |  | Ground floor | AMC | Fire Detection & Fighting Equipment's | Monthly | bar: JANUARY 4 21 22 23 24 25 26 27 4; JANUARY 8 18 19 20 21 22 23 24 8; MARCH 12 18 19 20 21 22 23 24 12; MARCH 17 22 23 24 25 26 27 28 17; MAY 21 20 21 22 23 24 25 26 21; MAY 26 24 25 26 27 28 29 30 26; JULY 30 22 23 24 25 26 27 28 30; JULY 34 19 20 21 22 23 24 25 34; SEPTEMBER 39 23 24 25 26 27 28 29 39; SEPTEMBER 43 21 22 23 24 25 26 27 43; NOVEMBER 47 18 19 20 21 22 23 24 47; NOVEMBER 52 23 24 25 26 27 28 29 52
Domestic Pump-1 | 7.5hp | Pump Room |  | Water system equipments | Monthly | bar: JANUARY 3 14 15 16 17 18 19 20 3; JANUARY 7 11 12 13 14 15 16 17 7; MARCH 11 11 12 13 14 15 16 17 11; MARCH 16 15 16 17 18 19 20 21 16; MAY 20 13 14 15 16 17 18 19 20; MAY 24 10 11 12 13 14 15 16 24; JULY 29 15 16 17 18 19 20 21 29; JULY 33 12 13 14 15 16 17 18 33; SEPTEMBER 38 16 17 18 19 20 21 22 38; SEPTEMBER 42 14 15 16 17 18 19 20 42; NOVEMBER 46 11 12 13 14 15 16 17 46; NOVEMBER 51 16 17 18 19 20 21 22 51
Domestic Pump-2 | 7.5hp | Pump Room |  | Water system equipments | Monthly | bar: JANUARY 3 14 15 16 17 18 19 20 3; JANUARY 7 11 12 13 14 15 16 17 7; MARCH 11 11 12 13 14 15 16 17 11; MARCH 16 15 16 17 18 19 20 21 16; MAY 20 13 14 15 16 17 18 19 20; MAY 24 10 11 12 13 14 15 16 24; JULY 29 15 16 17 18 19 20 21 29; JULY 33 12 13 14 15 16 17 18 33; SEPTEMBER 38 16 17 18 19 20 21 22 38; SEPTEMBER 42 14 15 16 17 18 19 20 42; NOVEMBER 46 11 12 13 14 15 16 17 46; NOVEMBER 51 16 17 18 19 20 21 22 51
Strom water Pump-1 | 3Hp | Pump Room |  | Water system equipments | Monthly | bar: JANUARY 3 14 15 16 17 18 19 20 3; JANUARY 7 11 12 13 14 15 16 17 7; MARCH 11 11 12 13 14 15 16 17 11; MARCH 16 15 16 17 18 19 20 21 16; MAY 20 13 14 15 16 17 18 19 20; MAY 24 10 11 12 13 14 15 16 24; JULY 29 15 16 17 18 19 20 21 29; JULY 33 12 13 14 15 16 17 18 33; SEPTEMBER 38 16 17 18 19 20 21 22 38; SEPTEMBER 42 14 15 16 17 18 19 20 42; NOVEMBER 46 11 12 13 14 15 16 17 46; NOVEMBER 51 16 17 18 19 20 21 22 51
Strom water Pump-2 | 3Hp | Basement |  | Water system equipments | Monthly | bar: JANUARY 3 14 15 16 17 18 19 20 3; JANUARY 7 11 12 13 14 15 16 17 7; MARCH 11 11 12 13 14 15 16 17 11; MARCH 16 15 16 17 18 19 20 21 16; MAY 20 13 14 15 16 17 18 19 20; MAY 24 10 11 12 13 14 15 16 24; JULY 29 15 16 17 18 19 20 21 29; JULY 33 12 13 14 15 16 17 18 33; SEPTEMBER 38 16 17 18 19 20 21 22 38; SEPTEMBER 42 14 15 16 17 18 19 20 42; NOVEMBER 46 11 12 13 14 15 16 17 46; NOVEMBER 51 16 17 18 19 20 21 22 51
Fresh Air unit(Café)-1 | 2HP | 2nd Floor | AMC | Exhaust System | Quarterly | bar: MARCH 11 11 12 13 14 15 16 17 11; MAY 24 10 11 12 13 14 15 16 24; SEPTEMBER 37 9 10 11 12 13 14 15 37; NOVEMBER 50 9 10 11 12 13 14 15 50
Fresh Air unit (Café)-2 | 7.5HP | 2nd Floor | AMC | Exhaust System | Quarterly | bar: MARCH 11 11 12 13 14 15 16 17 11; MAY 24 10 11 12 13 14 15 16 24; SEPTEMBER 37 9 10 11 12 13 14 15 37; NOVEMBER 50 9 10 11 12 13 14 15 50
Fresh Air unit (Café)-3 | 2HP | 2nd Floor | AMC | Exhaust System | Quarterly | bar: MARCH 11 11 12 13 14 15 16 17 11; MAY 24 10 11 12 13 14 15 16 24; SEPTEMBER 37 9 10 11 12 13 14 15 37; NOVEMBER 50 9 10 11 12 13 14 15 50
Fresh air (Cafe)-01 | 1.1Kw | 2nd Floor | AMC | Exhaust System | Quarterly | bar: MARCH 11 11 12 13 14 15 16 17 11; MAY 24 10 11 12 13 14 15 16 24; SEPTEMBER 37 9 10 11 12 13 14 15 37; NOVEMBER 50 9 10 11 12 13 14 15 50
Fresh air (Cafe)-02 | 1.1Kw | 2nd Floor | AMC | Exhaust System | Quarterly | bar: MARCH 11 11 12 13 14 15 16 17 11; MAY 24 10 11 12 13 14 15 16 24; SEPTEMBER 37 9 10 11 12 13 14 15 37; NOVEMBER 50 9 10 11 12 13 14 15 50
Toilet Exhaust Gents | 3.7Kw | Terrace | AMC | Exhaust System | Quarterly | bar: MARCH 11 11 12 13 14 15 16 17 11; MAY 24 10 11 12 13 14 15 16 24; SEPTEMBER 37 9 10 11 12 13 14 15 37; NOVEMBER 50 9 10 11 12 13 14 15 50
Toilet Exhaust Ladies | 3.7Kw | Terrace | AMC | Exhaust System | Quarterly | bar: MARCH 11 11 12 13 14 15 16 17 11; MAY 24 10 11 12 13 14 15 16 24; SEPTEMBER 37 9 10 11 12 13 14 15 37; NOVEMBER 50 9 10 11 12 13 14 15 50
Emergency lighting UPS | 10KVA | LT Room | AMC | UPS | Quarterly | bar: JANUARY 3 14 15 16 17 18 19 20 3; MARCH 16 15 16 17 18 19 20 21 16; JULY 29 15 16 17 18 19 20 21 29; SEPTEMBER 42 14 15 16 17 18 19 20 42
Main panle PLC UPS | 3KVA | LT Room | AMC | UPS | Quarterly | bar: JANUARY 3 14 15 16 17 18 19 20 3; MARCH 16 15 16 17 18 19 20 21 16; JULY 29 15 16 17 18 19 20 21 29; SEPTEMBER 42 14 15 16 17 18 19 20 42
Reception UPS | 3KVA | Reception | AMC | UPS | Quarterly | bar: JANUARY 3 14 15 16 17 18 19 20 3; MARCH 16 15 16 17 18 19 20 21 16; JULY 29 15 16 17 18 19 20 21 29; SEPTEMBER 42 14 15 16 17 18 19 20 42
Caftarea UPS | 3KVA | Caftarea | AMC | UPS | Quarterly | bar: JANUARY 3 14 15 16 17 18 19 20 3; MARCH 16 15 16 17 18 19 20 21 16; JULY 29 15 16 17 18 19 20 21 29; SEPTEMBER 42 14 15 16 17 18 19 20 42
Lift machine room UPS (car emergency lights) | 1KVA | Lift Machine room | AMC | UPS | Quarterly | bar: JANUARY 3 14 15 16 17 18 19 20 3; MARCH 16 15 16 17 18 19 20 21 16; JULY 29 15 16 17 18 19 20 21 29; SEPTEMBER 42 14 15 16 17 18 19 20 42
DG sync panel (Battery charging) | 1KVA | Dg room |  | UPS | Quarterly | bar: JANUARY 3 14 15 16 17 18 19 20 3; MARCH 16 15 16 17 18 19 20 21 16; JULY 29 15 16 17 18 19 20 21 29; SEPTEMBER 42 14 15 16 17 18 19 20 42
Passenger lifts L1 to L6 |  |  | AMC | Lifts | Monthly | bar: 1 2 3 4 5 6 1 to JANUARY 2 7 8 9 10 11 12 13 2; JANUARY 6 4 5 6 7 8 9 10 6 to JANUARY 7 11 12 13 14 15 16 17 7; MARCH 10 4 5 6 7 8 9 10 10 to MARCH 11 11 12 13 14 15 16 17 11; MARCH 15 8 9 10 11 12 13 14 15 to MARCH 16 15 16 17 18 19 20 21 16; MAY 19 6 7 8 9 10 11 12 19 to MAY 20 13 14 15 16 17 18 19 20; MAY 23 3 4 5 6 7 8 9 23 to MAY 24 10 11 12 13 14 15 16 24; JULY 27 1 2 3 4 5 6 7 27 to JULY 28 8 9 10 11 12 13 14 28; JULY 32 5 6 7 8 9 10 11 32 to JULY 33 12 13 14 15 16 17 18 33; SEPTEMBER 36 2 3 4 5 6 7 8 36 to SEPTEMBER 37 9 10 11 12 13 14 15 37; SEPTEMBER 40 30 1 2 3 4 5 6 40 to SEPTEMBER 41 7 8 9 10 11 12 13 41; NOVEMBER 45 4 5 6 7 8 9 10 45 to NOVEMBER 46 11 12 13 14 15 16 17 46; NOVEMBER 50 9 10 11 12 13 14 15 50 to NOVEMBER 51 16 17 18 19 20 21 22 51
Service lifts S1 & S2 |  |  | AMC | Lifts | Monthly | bar: 1 2 3 4 5 6 1 to JANUARY 2 7 8 9 10 11 12 13 2; JANUARY 6 4 5 6 7 8 9 10 6 to JANUARY 7 11 12 13 14 15 16 17 7; MARCH 10 4 5 6 7 8 9 10 10 to MARCH 11 11 12 13 14 15 16 17 11; MARCH 15 8 9 10 11 12 13 14 15 to MARCH 16 15 16 17 18 19 20 21 16; MAY 19 6 7 8 9 10 11 12 19 to MAY 20 13 14 15 16 17 18 19 20; MAY 23 3 4 5 6 7 8 9 23 to MAY 24 10 11 12 13 14 15 16 24; JULY 27 1 2 3 4 5 6 7 27 to JULY 28 8 9 10 11 12 13 14 28; JULY 32 5 6 7 8 9 10 11 32 to JULY 33 12 13 14 15 16 17 18 33; SEPTEMBER 36 2 3 4 5 6 7 8 36 to SEPTEMBER 37 9 10 11 12 13 14 15 37; SEPTEMBER 40 30 1 2 3 4 5 6 40 to SEPTEMBER 41 7 8 9 10 11 12 13 41; NOVEMBER 45 4 5 6 7 8 9 10 45 to NOVEMBER 46 11 12 13 14 15 16 17 46; NOVEMBER 50 9 10 11 12 13 14 15 50 to NOVEMBER 51 16 17 18 19 20 21 22 51
ALL EARTH PITS |  |  |  | EARTH PITS | YEARLY | bar: JULY 33 12 13 14 15 16 17 18 33
Dual source meter's |  |  |  | ENERGY METER CALIBRATION | YEARLY | bar: JANUARY 7 11 12 13 14 15 16 17 7

## 2019 SUMBPPM Schedule Summit B
Planned Preventive Maintenance of 2018 Brigade Metropolis {SUMMIT-B} | [10 empty] | FEBURUARY | [7 empty] | APRIL | [8 empty] | JUNE | [8 empty] | AUGUST | [7 empty] | OCTOBER | [8 empty] | DECEMBER
[6 empty] | JANUARY | [8 empty] | MARCH | [8 empty] | MAY | [7 empty] | JULY | [8 empty] | SEPTEMBER | [8 empty] | NOVEMBER
[5 empty] | WEEK # | 1 | 2 | 3 | 4 | 5 | 6 | 7 | 8 | 9 | 10 | 11 | 12 | 13 | 14 | 15 | 16 | 17 | 18 | 19 | 20 | 21 | 22 | 23 | 24 | 25 | 26 | 27 | 28 | 29 | 30 | 31 | 32 | 33 | 34 | 35 | 36 | 37 | 38 | 39 | 40 | 41 | 42 | 43 | 44 | 45 | 46 | 47 | 48 | 49 | 50 | 51 | 52 | 53
[5 empty] | Monday |  | 7 | 14 | 21 | 28 | 4 | 11 | 18 | 25 | 4 | 11 | 18 | 25 | 1 | 8 | 15 | 22 | 29 | 6 | 13 | 20 | 27 | 3 | 10 | 17 | 24 | 1 | 8 | 15 | 22 | 29 | 5 | 12 | 19 | 26 | 2 | 9 | 16 | 23 | 30 | 7 | 14 | 21 | 28 | 4 | 11 | 18 | 25 | 2 | 9 | 16 | 23 | 30
[5 empty] | Tuesday | 1 | 8 | 15 | 22 | 29 | 5 | 12 | 19 | 26 | 5 | 12 | 19 | 26 | 2 | 9 | 16 | 23 | 30 | 7 | 14 | 21 | 28 | 4 | 11 | 18 | 25 | 2 | 9 | 16 | 23 | 30 | 6 | 13 | 20 | 27 | 3 | 10 | 17 | 24 | 1 | 8 | 15 | 22 | 29 | 5 | 12 | 19 | 26 | 3 | 10 | 17 | 24 | 31
[5 empty] | Wednesday | 2 | 9 | 16 | 23 | 30 | 6 | 13 | 20 | 27 | 6 | 13 | 20 | 27 | 3 | 10 | 17 | 24 | 1 | 8 | 15 | 22 | 29 | 5 | 12 | 19 | 26 | 3 | 10 | 17 | 24 | 31 | 7 | 14 | 21 | 28 | 4 | 11 | 18 | 25 | 2 | 9 | 16 | 23 | 30 | 6 | 13 | 20 | 27 | 4 | 11 | 18 | 25
[5 empty] | Thursday | 3 | 10 | 17 | 24 | 31 | 7 | 14 | 21 | 28 | 7 | 14 | 21 | 28 | 4 | 11 | 18 | 25 | 2 | 9 | 16 | 23 | 30 | 6 | 13 | 20 | 27 | 4 | 11 | 18 | 25 | 1 | 8 | 15 | 22 | 29 | 5 | 12 | 19 | 26 | 3 | 10 | 17 | 24 | 31 | 7 | 14 | 21 | 28 | 5 | 12 | 19 | 26
[5 empty] | Friday | 4 | 11 | 18 | 25 | 1 | 8 | 15 | 22 | 1 | 8 | 15 | 22 | 29 | 5 | 12 | 19 | 26 | 3 | 10 | 17 | 24 | 31 | 7 | 14 | 21 | 28 | 5 | 12 | 19 | 26 | 2 | 9 | 16 | 23 | 30 | 6 | 13 | 20 | 27 | 4 | 11 | 18 | 25 | 1 | 8 | 15 | 22 | 29 | 6 | 13 | 20 | 27
[5 empty] | Saturday | 5 | 12 | 19 | 26 | 2 | 9 | 16 | 23 | 2 | 9 | 16 | 23 | 30 | 6 | 13 | 20 | 27 | 4 | 11 | 18 | 25 | 1 | 8 | 15 | 22 | 29 | 6 | 13 | 20 | 27 | 3 | 10 | 17 | 24 | 31 | 7 | 14 | 21 | 28 | 5 | 12 | 19 | 26 | 2 | 9 | 16 | 23 | 30 | 7 | 14 | 21 | 28
[5 empty] | Sunday | 6 | 13 | 20 | 27 | 3 | 10 | 17 | 24 | 3 | 10 | 17 | 24 | 31 | 7 | 14 | 21 | 28 | 5 | 12 | 19 | 26 | 2 | 9 | 16 | 23 | 30 | 7 | 14 | 21 | 28 | 4 | 11 | 18 | 25 | 1 | 8 | 15 | 22 | 29 | 6 | 13 | 20 | 27 | 3 | 10 | 17 | 24 | 1 | 8 | 15 | 22 | 29
Activity Description | Rating | Location | AMC/Non AMC | Category | Frequency | 1 | 2 | 3 | 4 | 5 | 6 | 7 | 8 | 9 | 10 | 11 | 12 | 13 | 14 | 15 | 16 | 17 | 18 | 19 | 20 | 21 | 22 | 23 | 24 | 25 | 26 | 27 | 28 | 29 | 30 | 31 | 32 | 33 | 34 | 35 | 36 | 37 | 38 | 39 | 40 | 41 | 42 | 43 | 44 | 45 | 46 | 47 | 48 | 49 | 50 | 51 | 52 | 53
Lighting |  |  |  | Daily Visual Inspection | Daily | bar: 1 2 3 4 5 6 1 to NOVEMBER 52 23 24 25 26 27 28 29 53
Water Tank Levels |  |  |  | Daily Visual Inspection | Daily | bar: 1 2 3 4 5 6 1 to NOVEMBER 52 23 24 25 26 27 28 29 53
Water Quality |  |  |  | Daily Visual Inspection | Daily | bar: 1 2 3 4 5 6 1 to NOVEMBER 52 23 24 25 26 27 28 29 53
Chillers |  |  |  | Daily Visual Inspection | Daily | bar: 1 2 3 4 5 6 1 to NOVEMBER 52 23 24 25 26 27 28 29 53
Exhaust Fans |  |  |  | Daily Visual Inspection | Daily | bar: 1 2 3 4 5 6 1 to NOVEMBER 52 23 24 25 26 27 28 29 53
Fresh Air Fans |  |  |  | Daily Visual Inspection | Daily | bar: 1 2 3 4 5 6 1 to NOVEMBER 52 23 24 25 26 27 28 29 53
Pumps |  |  |  | Daily Visual Inspection | Daily | bar: 1 2 3 4 5 6 1 to NOVEMBER 52 23 24 25 26 27 28 29 53
Lifts |  |  |  | Daily Visual Inspection | Daily | bar: 1 2 3 4 5 6 1 to NOVEMBER 52 23 24 25 26 27 28 29 53
UPS |  |  |  | Daily Visual Inspection | Daily | bar: 1 2 3 4 5 6 1 to NOVEMBER 52 23 24 25 26 27 28 29 53
DG Panel |  |  |  | Daily Visual Inspection | Daily | bar: 1 2 3 4 5 6 1 to NOVEMBER 52 23 24 25 26 27 28 29 53
Transformer |  |  |  | Daily Visual Inspection | Daily | bar: 1 2 3 4 5 6 1 to NOVEMBER 52 23 24 25 26 27 28 29 53
Batteries |  |  |  | Daily Visual Inspection | Daily | bar: 1 2 3 4 5 6 1 to NOVEMBER 52 23 24 25 26 27 28 29 53
Transformer - 1 | 2500 KVA |  | AMC | Electrical Equipments | Yearly | bar: MARCH 11 11 12 13 14 15 16 17 11
Transformer - 2 | 2500 KVA |  | AMC | Electrical Equipments | Yearly | bar: MARCH 11 11 12 13 14 15 16 17 11
|  |  |  | Electrical Equipments | Yearly
VCB(RMU)-1 | 800 A | HT Yard |  | Electrical Equipments | Half Yearly | bar: MAY 26 24 25 26 27 28 29 30 26; NOVEMBER 52 23 24 25 26 27 28 29 52
VCB(RMU)-2 | 800 A | HT Yard |  | Electrical Equipments | Half Yearly | bar: MAY 26 24 25 26 27 28 29 30 26; NOVEMBER 52 23 24 25 26 27 28 29 52
VCB(RMU)-3 | 800 A | HT Yard |  | Electrical Equipments | Half Yearly | bar: MAY 26 24 25 26 27 28 29 30 26; NOVEMBER 52 23 24 25 26 27 28 29 52
VCB-1 | 800 A | HT Yard |  | Electrical Equipments | Half Yearly | bar: MAY 26 24 25 26 27 28 29 30 26; NOVEMBER 52 23 24 25 26 27 28 29 52
VCB-2 | 800 A | HT Yard |  | Electrical Equipments | Half Yearly | bar: MAY 26 24 25 26 27 28 29 30 26; NOVEMBER 52 23 24 25 26 27 28 29 52
VCB-3 | 800 A | HT Yard |  | Electrical Equipments | Half Yearly | bar: MAY 26 24 25 26 27 28 29 30 26; NOVEMBER 52 23 24 25 26 27 28 29 52
All ACB ( for LT ) |  | LT Room & HT Yard |  | Electrical Equipments | Half Yearly | bar: MAY 26 24 25 26 27 28 29 30 26; NOVEMBER 52 23 24 25 26 27 28 29 52
|  |  |  | All Panels | Monthly | bar: JANUARY 2 7 8 9 10 11 12 13 2; JANUARY 6 4 5 6 7 8 9 10 6; MARCH 10 4 5 6 7 8 9 10 10; MARCH 15 8 9 10 11 12 13 14 15; MAY 19 6 7 8 9 10 11 12 19; MAY 23 3 4 5 6 7 8 9 23; JULY 28 8 9 10 11 12 13 14 28; JULY 32 5 6 7 8 9 10 11 32; SEPTEMBER 37 9 10 11 12 13 14 15 37; SEPTEMBER 41 7 8 9 10 11 12 13 41; NOVEMBER 45 4 5 6 7 8 9 10 45; NOVEMBER 50 9 10 11 12 13 14 15 50
|  |  |  | All Panels | Monthly | bar: JANUARY 2 7 8 9 10 11 12 13 2; JANUARY 6 4 5 6 7 8 9 10 6; MARCH 10 4 5 6 7 8 9 10 10; MARCH 15 8 9 10 11 12 13 14 15; MAY 19 6 7 8 9 10 11 12 19; MAY 23 3 4 5 6 7 8 9 23; JULY 28 8 9 10 11 12 13 14 28; JULY 32 5 6 7 8 9 10 11 32; SEPTEMBER 37 9 10 11 12 13 14 15 37; SEPTEMBER 41 7 8 9 10 11 12 13 41; NOVEMBER 45 4 5 6 7 8 9 10 45; NOVEMBER 50 9 10 11 12 13 14 15 50
Main LT Panel |  | LT Room |  | All Panels | Monthly | bar: JANUARY 4 21 22 23 24 25 26 27 4; JANUARY 8 18 19 20 21 22 23 24 8; MARCH 12 18 19 20 21 22 23 24 12; MARCH 17 22 23 24 25 26 27 28 17; MAY 21 20 21 22 23 24 25 26 21; MAY 25 17 18 19 20 21 22 23 25; JULY 30 22 23 24 25 26 27 28 30; JULY 34 19 20 21 22 23 24 25 34; SEPTEMBER 39 23 24 25 26 27 28 29 39; SEPTEMBER 43 21 22 23 24 25 26 27 43; NOVEMBER 47 18 19 20 21 22 23 24 47; NOVEMBER 52 23 24 25 26 27 28 29 52
Utility Panel-1 |  | LT Room |  | All Panels | Monthly | bar: JANUARY 4 21 22 23 24 25 26 27 4; JANUARY 8 18 19 20 21 22 23 24 8; MARCH 12 18 19 20 21 22 23 24 12; MARCH 17 22 23 24 25 26 27 28 17; MAY 21 20 21 22 23 24 25 26 21; MAY 25 17 18 19 20 21 22 23 25; JULY 30 22 23 24 25 26 27 28 30; JULY 34 19 20 21 22 23 24 25 34; SEPTEMBER 39 23 24 25 26 27 28 29 39; SEPTEMBER 43 21 22 23 24 25 26 27 43; NOVEMBER 47 18 19 20 21 22 23 24 47; NOVEMBER 52 23 24 25 26 27 28 29 52
Utility Panel-2 |  | LT Room |  | All Panels | Monthly | bar: JANUARY 4 21 22 23 24 25 26 27 4; JANUARY 8 18 19 20 21 22 23 24 8; MARCH 12 18 19 20 21 22 23 24 12; MARCH 17 22 23 24 25 26 27 28 17; MAY 21 20 21 22 23 24 25 26 21; MAY 25 17 18 19 20 21 22 23 25; JULY 30 22 23 24 25 26 27 28 30; JULY 34 19 20 21 22 23 24 25 34; SEPTEMBER 39 23 24 25 26 27 28 29 39; SEPTEMBER 43 21 22 23 24 25 26 27 43; NOVEMBER 47 18 19 20 21 22 23 24 47; NOVEMBER 52 23 24 25 26 27 28 29 52
RTCC Panel-1 |  | LT Room |  | All Panels | Monthly | bar: JANUARY 4 21 22 23 24 25 26 27 4; JANUARY 8 18 19 20 21 22 23 24 8; MARCH 12 18 19 20 21 22 23 24 12; MARCH 17 22 23 24 25 26 27 28 17; MAY 21 20 21 22 23 24 25 26 21; MAY 25 17 18 19 20 21 22 23 25; JULY 30 22 23 24 25 26 27 28 30; JULY 34 19 20 21 22 23 24 25 34; SEPTEMBER 39 23 24 25 26 27 28 29 39; SEPTEMBER 43 21 22 23 24 25 26 27 43; NOVEMBER 47 18 19 20 21 22 23 24 47; NOVEMBER 52 23 24 25 26 27 28 29 52
RTCC Panel-2 |  | LT Room |  | All Panels | Monthly | bar: JANUARY 4 21 22 23 24 25 26 27 4; JANUARY 8 18 19 20 21 22 23 24 8; MARCH 12 18 19 20 21 22 23 24 12; MARCH 17 22 23 24 25 26 27 28 17; MAY 21 20 21 22 23 24 25 26 21; MAY 25 17 18 19 20 21 22 23 25; JULY 30 22 23 24 25 26 27 28 30; JULY 34 19 20 21 22 23 24 25 34; SEPTEMBER 39 23 24 25 26 27 28 29 39; SEPTEMBER 43 21 22 23 24 25 26 27 43; NOVEMBER 47 18 19 20 21 22 23 24 47; NOVEMBER 52 23 24 25 26 27 28 29 52
RTCC Panel-3 |  | LT Room |  | All Panels | Monthly | bar: JANUARY 4 21 22 23 24 25 26 27 4; JANUARY 8 18 19 20 21 22 23 24 8; MARCH 12 18 19 20 21 22 23 24 12; MARCH 17 22 23 24 25 26 27 28 17; MAY 21 20 21 22 23 24 25 26 21; MAY 25 17 18 19 20 21 22 23 25; JULY 30 22 23 24 25 26 27 28 30; JULY 34 19 20 21 22 23 24 25 34; SEPTEMBER 39 23 24 25 26 27 28 29 39; SEPTEMBER 43 21 22 23 24 25 26 27 43; NOVEMBER 47 18 19 20 21 22 23 24 47; NOVEMBER 52 23 24 25 26 27 28 29 52
APFCR Panel-1 | 150Kvar | LT Room |  | All Panels | Monthly | bar: JANUARY 4 21 22 23 24 25 26 27 4; JANUARY 8 18 19 20 21 22 23 24 8; MARCH 12 18 19 20 21 22 23 24 12; MARCH 17 22 23 24 25 26 27 28 17; MAY 21 20 21 22 23 24 25 26 21; MAY 25 17 18 19 20 21 22 23 25; JULY 30 22 23 24 25 26 27 28 30; JULY 34 19 20 21 22 23 24 25 34; SEPTEMBER 39 23 24 25 26 27 28 29 39; SEPTEMBER 43 21 22 23 24 25 26 27 43; NOVEMBER 47 18 19 20 21 22 23 24 47; NOVEMBER 52 23 24 25 26 27 28 29 52
APFCR Panel-2 | 150Kvar | LT Room |  | All Panels | Monthly | bar: JANUARY 4 21 22 23 24 25 26 27 4; JANUARY 8 18 19 20 21 22 23 24 8; MARCH 12 18 19 20 21 22 23 24 12; MARCH 17 22 23 24 25 26 27 28 17; MAY 21 20 21 22 23 24 25 26 21; MAY 25 17 18 19 20 21 22 23 25; JULY 30 22 23 24 25 26 27 28 30; JULY 34 19 20 21 22 23 24 25 34; SEPTEMBER 39 23 24 25 26 27 28 29 39; SEPTEMBER 43 21 22 23 24 25 26 27 43; NOVEMBER 47 18 19 20 21 22 23 24 47; NOVEMBER 52 23 24 25 26 27 28 29 52
APFCR Panel-3 | 150Kvar | LT Room |  | All Panels | Monthly | bar: JANUARY 4 21 22 23 24 25 26 27 4; JANUARY 8 18 19 20 21 22 23 24 8; MARCH 12 18 19 20 21 22 23 24 12; MARCH 17 22 23 24 25 26 27 28 17; MAY 21 20 21 22 23 24 25 26 21; MAY 25 17 18 19 20 21 22 23 25; JULY 30 22 23 24 25 26 27 28 30; JULY 34 19 20 21 22 23 24 25 34; SEPTEMBER 39 23 24 25 26 27 28 29 39; SEPTEMBER 43 21 22 23 24 25 26 27 43; NOVEMBER 47 18 19 20 21 22 23 24 47; NOVEMBER 52 23 24 25 26 27 28 29 52
DG distribution Panel |  | LT Room |  | All Panels | Monthly | bar: JANUARY 4 21 22 23 24 25 26 27 4; JANUARY 8 18 19 20 21 22 23 24 8; MARCH 12 18 19 20 21 22 23 24 12; MARCH 17 22 23 24 25 26 27 28 17; MAY 21 20 21 22 23 24 25 26 21; MAY 25 17 18 19 20 21 22 23 25; JULY 30 22 23 24 25 26 27 28 30; JULY 34 19 20 21 22 23 24 25 34; SEPTEMBER 39 23 24 25 26 27 28 29 39; SEPTEMBER 43 21 22 23 24 25 26 27 43; NOVEMBER 47 18 19 20 21 22 23 24 47; NOVEMBER 52 23 24 25 26 27 28 29 52
DG Auxilary Panel |  | LT Room |  | All Panels | Monthly | bar: JANUARY 4 21 22 23 24 25 26 27 4; JANUARY 8 18 19 20 21 22 23 24 8; MARCH 12 18 19 20 21 22 23 24 12; MARCH 17 22 23 24 25 26 27 28 17; MAY 21 20 21 22 23 24 25 26 21; MAY 25 17 18 19 20 21 22 23 25; JULY 30 22 23 24 25 26 27 28 30; JULY 34 19 20 21 22 23 24 25 34; SEPTEMBER 39 23 24 25 26 27 28 29 39; SEPTEMBER 43 21 22 23 24 25 26 27 43; NOVEMBER 47 18 19 20 21 22 23 24 47; NOVEMBER 52 23 24 25 26 27 28 29 52
Water Pump Panel |  | LT Room |  | All Panels | Monthly | bar: JANUARY 3 14 15 16 17 18 19 20 3; JANUARY 7 11 12 13 14 15 16 17 7; MARCH 11 11 12 13 14 15 16 17 11; MARCH 16 15 16 17 18 19 20 21 16; MAY 20 13 14 15 16 17 18 19 20; MAY 24 10 11 12 13 14 15 16 24; JULY 29 15 16 17 18 19 20 21 29; JULY 33 12 13 14 15 16 17 18 33; SEPTEMBER 38 16 17 18 19 20 21 22 38; SEPTEMBER 42 14 15 16 17 18 19 20 42; NOVEMBER 46 11 12 13 14 15 16 17 46; NOVEMBER 51 16 17 18 19 20 21 22 51
Chiller Panel-1 |  | Terrace |  | All Panels | Monthly | bar: 1 2 3 4 5 6 1; JANUARY 5 28 29 30 31 1 2 3 5; JANUARY 9 25 26 27 28 1 2 3 9; MARCH 14 1 2 3 4 5 6 7 14; MARCH 18 29 30 1 2 3 4 5 18; MAY 23 3 4 5 6 7 8 9 23; JULY 27 1 2 3 4 5 6 7 27; JULY 31 29 30 31 1 2 3 4 31; SEPTEMBER 36 2 3 4 5 6 7 8 36; SEPTEMBER 40 30 1 2 3 4 5 6 40; SEPTEMBER 44 28 29 30 31 1 2 3 44; NOVEMBER 49 2 3 4 5 6 7 8 49
Chiller Panel-2 |  | Terrace |  | All Panels | Monthly | bar: 1 2 3 4 5 6 1; JANUARY 5 28 29 30 31 1 2 3 5; JANUARY 9 25 26 27 28 1 2 3 9; MARCH 14 1 2 3 4 5 6 7 14; MARCH 18 29 30 1 2 3 4 5 18; MAY 23 3 4 5 6 7 8 9 23; JULY 27 1 2 3 4 5 6 7 27; JULY 31 29 30 31 1 2 3 4 31; SEPTEMBER 36 2 3 4 5 6 7 8 36; SEPTEMBER 40 30 1 2 3 4 5 6 40; SEPTEMBER 44 28 29 30 31 1 2 3 44; NOVEMBER 49 2 3 4 5 6 7 8 49
MCC Panel- 1A |  | Terrace |  | All Panels | Monthly | bar: 1 2 3 4 5 6 1; JANUARY 5 28 29 30 31 1 2 3 5; JANUARY 9 25 26 27 28 1 2 3 9; MARCH 14 1 2 3 4 5 6 7 14; MARCH 18 29 30 1 2 3 4 5 18; MAY 23 3 4 5 6 7 8 9 23; JULY 27 1 2 3 4 5 6 7 27; JULY 31 29 30 31 1 2 3 4 31; SEPTEMBER 36 2 3 4 5 6 7 8 36; SEPTEMBER 40 30 1 2 3 4 5 6 40; SEPTEMBER 44 28 29 30 31 1 2 3 44; NOVEMBER 49 2 3 4 5 6 7 8 49
MCC Panel- 1B |  | Terrace |  | All Panels | Monthly | bar: 1 2 3 4 5 6 1; JANUARY 5 28 29 30 31 1 2 3 5; JANUARY 9 25 26 27 28 1 2 3 9; MARCH 14 1 2 3 4 5 6 7 14; MARCH 18 29 30 1 2 3 4 5 18; MAY 23 3 4 5 6 7 8 9 23; JULY 27 1 2 3 4 5 6 7 27; JULY 31 29 30 31 1 2 3 4 31; SEPTEMBER 36 2 3 4 5 6 7 8 36; SEPTEMBER 40 30 1 2 3 4 5 6 40; SEPTEMBER 44 28 29 30 31 1 2 3 44; NOVEMBER 49 2 3 4 5 6 7 8 49
MCC-2 |  | Terrace |  | All Panels | Monthly | bar: 1 2 3 4 5 6 1; JANUARY 5 28 29 30 31 1 2 3 5; JANUARY 9 25 26 27 28 1 2 3 9; MARCH 14 1 2 3 4 5 6 7 14; MARCH 18 29 30 1 2 3 4 5 18; MAY 23 3 4 5 6 7 8 9 23; JULY 27 1 2 3 4 5 6 7 27; JULY 31 29 30 31 1 2 3 4 31; SEPTEMBER 36 2 3 4 5 6 7 8 36; SEPTEMBER 40 30 1 2 3 4 5 6 40; SEPTEMBER 44 28 29 30 31 1 2 3 44; NOVEMBER 49 2 3 4 5 6 7 8 49
APFCR Panel-1(Chiller Room) | 300kVAR | Terrace |  | All Panels | Monthly | bar: 1 2 3 4 5 6 1; JANUARY 5 28 29 30 31 1 2 3 5; JANUARY 9 25 26 27 28 1 2 3 9; MARCH 14 1 2 3 4 5 6 7 14; MARCH 18 29 30 1 2 3 4 5 18; MAY 23 3 4 5 6 7 8 9 23; JULY 27 1 2 3 4 5 6 7 27; JULY 31 29 30 31 1 2 3 4 31; SEPTEMBER 36 2 3 4 5 6 7 8 36; SEPTEMBER 40 30 1 2 3 4 5 6 40; SEPTEMBER 44 28 29 30 31 1 2 3 44; NOVEMBER 49 2 3 4 5 6 7 8 49
APFCR Panel-2(Chiller Room) | 300kVAR | Terrace |  | All Panels | Monthly | bar: 1 2 3 4 5 6 1; JANUARY 5 28 29 30 31 1 2 3 5; JANUARY 9 25 26 27 28 1 2 3 9; MARCH 14 1 2 3 4 5 6 7 14; MARCH 18 29 30 1 2 3 4 5 18; MAY 23 3 4 5 6 7 8 9 23; JULY 27 1 2 3 4 5 6 7 27; JULY 31 29 30 31 1 2 3 4 31; SEPTEMBER 36 2 3 4 5 6 7 8 36; SEPTEMBER 40 30 1 2 3 4 5 6 40; SEPTEMBER 44 28 29 30 31 1 2 3 44; NOVEMBER 49 2 3 4 5 6 7 8 49
LDB-1 |  | 1st Floor |  | All Panels | Monthly | bar: JANUARY 2 7 8 9 10 11 12 13 2; JANUARY 6 4 5 6 7 8 9 10 6; MARCH 10 4 5 6 7 8 9 10 10; MARCH 15 8 9 10 11 12 13 14 15; MAY 19 6 7 8 9 10 11 12 19; MAY 23 3 4 5 6 7 8 9 23; JULY 28 8 9 10 11 12 13 14 28; JULY 32 5 6 7 8 9 10 11 32; SEPTEMBER 37 9 10 11 12 13 14 15 37; SEPTEMBER 41 7 8 9 10 11 12 13 41; NOVEMBER 45 4 5 6 7 8 9 10 45; NOVEMBER 50 9 10 11 12 13 14 15 50
LDB-1 (GF) |  | GF Near |  | All Panels | Monthly | bar: JANUARY 2 7 8 9 10 11 12 13 2; JANUARY 6 4 5 6 7 8 9 10 6; MARCH 10 4 5 6 7 8 9 10 10; MARCH 15 8 9 10 11 12 13 14 15; MAY 19 6 7 8 9 10 11 12 19; MAY 23 3 4 5 6 7 8 9 23; JULY 28 8 9 10 11 12 13 14 28; JULY 32 5 6 7 8 9 10 11 32; SEPTEMBER 37 9 10 11 12 13 14 15 37; SEPTEMBER 41 7 8 9 10 11 12 13 41; NOVEMBER 45 4 5 6 7 8 9 10 45; NOVEMBER 50 9 10 11 12 13 14 15 50
LDB-2 |  | Gr Floor |  | All Panels | Monthly | bar: JANUARY 2 7 8 9 10 11 12 13 2; JANUARY 6 4 5 6 7 8 9 10 6; MARCH 10 4 5 6 7 8 9 10 10; MARCH 15 8 9 10 11 12 13 14 15; MAY 19 6 7 8 9 10 11 12 19; MAY 23 3 4 5 6 7 8 9 23; JULY 28 8 9 10 11 12 13 14 28; JULY 32 5 6 7 8 9 10 11 32; SEPTEMBER 37 9 10 11 12 13 14 15 37; SEPTEMBER 41 7 8 9 10 11 12 13 41; NOVEMBER 45 4 5 6 7 8 9 10 45; NOVEMBER 50 9 10 11 12 13 14 15 50
ELDB-1 |  | Gr Floor |  | All Panels | Monthly | bar: JANUARY 2 7 8 9 10 11 12 13 2; JANUARY 6 4 5 6 7 8 9 10 6; MARCH 10 4 5 6 7 8 9 10 10; MARCH 15 8 9 10 11 12 13 14 15; MAY 19 6 7 8 9 10 11 12 19; MAY 23 3 4 5 6 7 8 9 23; JULY 28 8 9 10 11 12 13 14 28; JULY 32 5 6 7 8 9 10 11 32; SEPTEMBER 37 9 10 11 12 13 14 15 37; SEPTEMBER 41 7 8 9 10 11 12 13 41; NOVEMBER 45 4 5 6 7 8 9 10 45; NOVEMBER 50 9 10 11 12 13 14 15 50
LDB-3 |  | Gr Floor |  | All Panels | Monthly | bar: JANUARY 2 7 8 9 10 11 12 13 2; JANUARY 6 4 5 6 7 8 9 10 6; MARCH 10 4 5 6 7 8 9 10 10; MARCH 15 8 9 10 11 12 13 14 15; MAY 19 6 7 8 9 10 11 12 19; MAY 23 3 4 5 6 7 8 9 23; JULY 28 8 9 10 11 12 13 14 28; JULY 32 5 6 7 8 9 10 11 32; SEPTEMBER 37 9 10 11 12 13 14 15 37; SEPTEMBER 41 7 8 9 10 11 12 13 41; NOVEMBER 45 4 5 6 7 8 9 10 45; NOVEMBER 50 9 10 11 12 13 14 15 50
LDB-1 |  | UB Parking |  | All Panels | Monthly | bar: JANUARY 2 7 8 9 10 11 12 13 2; JANUARY 6 4 5 6 7 8 9 10 6; MARCH 10 4 5 6 7 8 9 10 10; MARCH 15 8 9 10 11 12 13 14 15; MAY 19 6 7 8 9 10 11 12 19; MAY 23 3 4 5 6 7 8 9 23; JULY 28 8 9 10 11 12 13 14 28; JULY 32 5 6 7 8 9 10 11 32; SEPTEMBER 37 9 10 11 12 13 14 15 37; SEPTEMBER 41 7 8 9 10 11 12 13 41; NOVEMBER 45 4 5 6 7 8 9 10 45; NOVEMBER 50 9 10 11 12 13 14 15 50
LDB-1 |  | LB Parking |  | All Panels | Monthly | bar: JANUARY 2 7 8 9 10 11 12 13 2; JANUARY 6 4 5 6 7 8 9 10 6; MARCH 10 4 5 6 7 8 9 10 10; MARCH 15 8 9 10 11 12 13 14 15; MAY 19 6 7 8 9 10 11 12 19; MAY 23 3 4 5 6 7 8 9 23; JULY 28 8 9 10 11 12 13 14 28; JULY 32 5 6 7 8 9 10 11 32; SEPTEMBER 37 9 10 11 12 13 14 15 37; SEPTEMBER 41 7 8 9 10 11 12 13 41; NOVEMBER 45 4 5 6 7 8 9 10 45; NOVEMBER 50 9 10 11 12 13 14 15 50
LDB-1 |  | Chiller Panel room |  | All Panels | Monthly | bar: JANUARY 2 7 8 9 10 11 12 13 2; JANUARY 6 4 5 6 7 8 9 10 6; MARCH 10 4 5 6 7 8 9 10 10; MARCH 15 8 9 10 11 12 13 14 15; MAY 19 6 7 8 9 10 11 12 19; MAY 23 3 4 5 6 7 8 9 23; JULY 28 8 9 10 11 12 13 14 28; JULY 32 5 6 7 8 9 10 11 32; SEPTEMBER 37 9 10 11 12 13 14 15 37; SEPTEMBER 41 7 8 9 10 11 12 13 41; NOVEMBER 45 4 5 6 7 8 9 10 45; NOVEMBER 50 9 10 11 12 13 14 15 50
LDB-1(MLCP) |  | Gr Floor |  | All Panels | Monthly | bar: JANUARY 2 7 8 9 10 11 12 13 2; JANUARY 6 4 5 6 7 8 9 10 6; MARCH 10 4 5 6 7 8 9 10 10; MARCH 15 8 9 10 11 12 13 14 15; MAY 19 6 7 8 9 10 11 12 19; MAY 23 3 4 5 6 7 8 9 23; JULY 28 8 9 10 11 12 13 14 28; JULY 32 5 6 7 8 9 10 11 32; SEPTEMBER 37 9 10 11 12 13 14 15 37; SEPTEMBER 41 7 8 9 10 11 12 13 41; NOVEMBER 45 4 5 6 7 8 9 10 45; NOVEMBER 50 9 10 11 12 13 14 15 50
LDB-1(MLCP) |  | 1st Floor |  | All Panels | Monthly | bar: JANUARY 2 7 8 9 10 11 12 13 2; JANUARY 6 4 5 6 7 8 9 10 6; MARCH 10 4 5 6 7 8 9 10 10; MARCH 15 8 9 10 11 12 13 14 15; MAY 19 6 7 8 9 10 11 12 19; MAY 23 3 4 5 6 7 8 9 23; JULY 28 8 9 10 11 12 13 14 28; JULY 32 5 6 7 8 9 10 11 32; SEPTEMBER 37 9 10 11 12 13 14 15 37; SEPTEMBER 41 7 8 9 10 11 12 13 41; NOVEMBER 45 4 5 6 7 8 9 10 45; NOVEMBER 50 9 10 11 12 13 14 15 50
LDB-1(MLCP) |  | 2nd Floor |  | All Panels | Monthly | bar: JANUARY 2 7 8 9 10 11 12 13 2; JANUARY 6 4 5 6 7 8 9 10 6; MARCH 10 4 5 6 7 8 9 10 10; MARCH 15 8 9 10 11 12 13 14 15; MAY 19 6 7 8 9 10 11 12 19; MAY 23 3 4 5 6 7 8 9 23; JULY 28 8 9 10 11 12 13 14 28; JULY 32 5 6 7 8 9 10 11 32; SEPTEMBER 37 9 10 11 12 13 14 15 37; SEPTEMBER 41 7 8 9 10 11 12 13 41; NOVEMBER 45 4 5 6 7 8 9 10 45; NOVEMBER 50 9 10 11 12 13 14 15 50
LDB-1(MLCP) |  | Swimming Pool |  | All Panels | Monthly | bar: JANUARY 2 7 8 9 10 11 12 13 2; JANUARY 6 4 5 6 7 8 9 10 6; MARCH 10 4 5 6 7 8 9 10 10; MARCH 15 8 9 10 11 12 13 14 15; MAY 19 6 7 8 9 10 11 12 19; MAY 23 3 4 5 6 7 8 9 23; JULY 28 8 9 10 11 12 13 14 28; JULY 32 5 6 7 8 9 10 11 32; SEPTEMBER 37 9 10 11 12 13 14 15 37; SEPTEMBER 41 7 8 9 10 11 12 13 41; NOVEMBER 45 4 5 6 7 8 9 10 45; NOVEMBER 50 9 10 11 12 13 14 15 50
ALL GROUND FLOOR POLE LIGHT |  |  |  | All Panels | Monthly | bar: JANUARY 2 7 8 9 10 11 12 13 2; JANUARY 6 4 5 6 7 8 9 10 6; MARCH 10 4 5 6 7 8 9 10 10; MARCH 15 8 9 10 11 12 13 14 15; MAY 19 6 7 8 9 10 11 12 19; MAY 23 3 4 5 6 7 8 9 23; JULY 28 8 9 10 11 12 13 14 28; JULY 32 5 6 7 8 9 10 11 32; SEPTEMBER 37 9 10 11 12 13 14 15 37; SEPTEMBER 41 7 8 9 10 11 12 13 41; NOVEMBER 45 4 5 6 7 8 9 10 45; NOVEMBER 50 9 10 11 12 13 14 15 50
DG set 2000kva 01 | 2000kva | Gr Floor | AMC | DG's | Monthly | bar: JANUARY 4 21 22 23 24 25 26 27 4; JANUARY 8 18 19 20 21 22 23 24 8; MARCH 12 18 19 20 21 22 23 24 12; MARCH 17 22 23 24 25 26 27 28 17; MAY 21 20 21 22 23 24 25 26 21; MAY 26 24 25 26 27 28 29 30 26; JULY 30 22 23 24 25 26 27 28 30; JULY 34 19 20 21 22 23 24 25 34; SEPTEMBER 39 23 24 25 26 27 28 29 39; SEPTEMBER 43 21 22 23 24 25 26 27 43; NOVEMBER 48 25 26 27 28 29 30 1 48; NOVEMBER 52 23 24 25 26 27 28 29 52
DG set 2000kva 02 | 2000kva | Gr Floor | AMC | DG's | Monthly | bar: JANUARY 4 21 22 23 24 25 26 27 4; JANUARY 8 18 19 20 21 22 23 24 8; MARCH 12 18 19 20 21 22 23 24 12; MARCH 17 22 23 24 25 26 27 28 17; MAY 21 20 21 22 23 24 25 26 21; MAY 26 24 25 26 27 28 29 30 26; JULY 30 22 23 24 25 26 27 28 30; JULY 34 19 20 21 22 23 24 25 34; SEPTEMBER 39 23 24 25 26 27 28 29 39; SEPTEMBER 43 21 22 23 24 25 26 27 43; NOVEMBER 48 25 26 27 28 29 30 1 48; NOVEMBER 52 23 24 25 26 27 28 29 52
DG STACK MONITORING |  |  |  | DG's | bar: JULY 31 29 30 31 1 2 3 4 31
HSD transfer pump | 3HP*2 | Gr Floor |  | HSD Yard | Monthly | bar: 1 2 3 4 5 6 1; JANUARY 5 28 29 30 31 1 2 3 5; JANUARY 9 25 26 27 28 1 2 3 9; MARCH 14 1 2 3 4 5 6 7 14; MARCH 18 29 30 1 2 3 4 5 18; MAY 23 3 4 5 6 7 8 9 23; JULY 27 1 2 3 4 5 6 7 27; JULY 31 29 30 31 1 2 3 4 31; SEPTEMBER 36 2 3 4 5 6 7 8 36; SEPTEMBER 40 30 1 2 3 4 5 6 40; SEPTEMBER 44 28 29 30 31 1 2 3 44; NOVEMBER 49 2 3 4 5 6 7 8 49
HSD over flow transfer pump | 3HP*2 | UB |  | HSD Yard | Monthly | bar: 1 2 3 4 5 6 1; JANUARY 5 28 29 30 31 1 2 3 5; JANUARY 9 25 26 27 28 1 2 3 9; MARCH 14 1 2 3 4 5 6 7 14; MARCH 18 29 30 1 2 3 4 5 18; MAY 23 3 4 5 6 7 8 9 23; JULY 27 1 2 3 4 5 6 7 27; JULY 31 29 30 31 1 2 3 4 31; SEPTEMBER 36 2 3 4 5 6 7 8 36; SEPTEMBER 40 30 1 2 3 4 5 6 40; SEPTEMBER 44 28 29 30 31 1 2 3 44; NOVEMBER 49 2 3 4 5 6 7 8 49
HSD pump panels |  | Gr Floor |  | HSD Yard | Monthly | bar: 1 2 3 4 5 6 1; JANUARY 5 28 29 30 31 1 2 3 5; JANUARY 9 25 26 27 28 1 2 3 9; MARCH 14 1 2 3 4 5 6 7 14; MARCH 18 29 30 1 2 3 4 5 18; MAY 23 3 4 5 6 7 8 9 23; JULY 27 1 2 3 4 5 6 7 27; JULY 31 29 30 31 1 2 3 4 31; SEPTEMBER 36 2 3 4 5 6 7 8 36; SEPTEMBER 40 30 1 2 3 4 5 6 40; SEPTEMBER 44 28 29 30 31 1 2 3 44; NOVEMBER 49 2 3 4 5 6 7 8 49
Chiller No-01 | 300 Tr | Terrace | AMC | HVAC Equipments SUMMIT B | Quarterly | bar: MARCH 11 11 12 13 14 15 16 17 11; MAY 24 10 11 12 13 14 15 16 24; SEPTEMBER 37 9 10 11 12 13 14 15 37; NOVEMBER 50 9 10 11 12 13 14 15 50
Chiller No-02 | 300 Tr | Terrace | AMC | HVAC Equipments SUMMIT B | Quarterly | bar: MARCH 11 11 12 13 14 15 16 17 11; MAY 24 10 11 12 13 14 15 16 24; SEPTEMBER 37 9 10 11 12 13 14 15 37; NOVEMBER 50 9 10 11 12 13 14 15 50
Chiller No-03 | 300 Tr | Terrace | AMC | HVAC Equipments SUMMIT B | Quarterly | bar: MARCH 11 11 12 13 14 15 16 17 11; MAY 24 10 11 12 13 14 15 16 24; SEPTEMBER 37 9 10 11 12 13 14 15 37; NOVEMBER 50 9 10 11 12 13 14 15 50
Chiller No-04 | 300 Tr | Terrace | AMC | HVAC Equipments SUMMIT B | Quarterly | bar: MARCH 11 11 12 13 14 15 16 17 11; MAY 24 10 11 12 13 14 15 16 24; SEPTEMBER 37 9 10 11 12 13 14 15 37; NOVEMBER 50 9 10 11 12 13 14 15 50
Primary Pump-1 | 15Hp | Terrace | AMC | HVAC Equipments SUMMIT B | Quarterly | bar: MARCH 11 11 12 13 14 15 16 17 11; MAY 24 10 11 12 13 14 15 16 24; SEPTEMBER 37 9 10 11 12 13 14 15 37; NOVEMBER 50 9 10 11 12 13 14 15 50
Primary Pump-2 | 15Hp | Terrace | AMC | HVAC Equipments SUMMIT B | Quarterly | bar: MARCH 11 11 12 13 14 15 16 17 11; MAY 24 10 11 12 13 14 15 16 24; SEPTEMBER 37 9 10 11 12 13 14 15 37; NOVEMBER 50 9 10 11 12 13 14 15 50
Primary Pump-3 | 15Hp | Terrace | AMC | HVAC Equipments SUMMIT B | Quarterly | bar: MARCH 11 11 12 13 14 15 16 17 11; MAY 24 10 11 12 13 14 15 16 24; SEPTEMBER 37 9 10 11 12 13 14 15 37; NOVEMBER 50 9 10 11 12 13 14 15 50
Primary Pump-4 | 15Hp | Terrace | AMC | HVAC Equipments SUMMIT B | Quarterly | bar: MARCH 11 11 12 13 14 15 16 17 11; MAY 24 10 11 12 13 14 15 16 24; SEPTEMBER 37 9 10 11 12 13 14 15 37; NOVEMBER 50 9 10 11 12 13 14 15 50
Primary Pump-5 | 15Hp | Terrace | AMC | HVAC Equipments SUMMIT B | Quarterly | bar: MARCH 11 11 12 13 14 15 16 17 11; MAY 24 10 11 12 13 14 15 16 24; SEPTEMBER 37 9 10 11 12 13 14 15 37; NOVEMBER 50 9 10 11 12 13 14 15 50
Primary Pump-6 | 30Hp | Terrace | AMC | HVAC Equipments SUMMIT B | Quarterly | bar: MARCH 11 11 12 13 14 15 16 17 11; MAY 24 10 11 12 13 14 15 16 24; SEPTEMBER 37 9 10 11 12 13 14 15 37; NOVEMBER 50 9 10 11 12 13 14 15 50
Secondary Pump-1 | 30Hp | Terrace | AMC | HVAC Equipments SUMMIT B | Quarterly | bar: MARCH 11 11 12 13 14 15 16 17 11; MAY 24 10 11 12 13 14 15 16 24; SEPTEMBER 37 9 10 11 12 13 14 15 37; NOVEMBER 50 9 10 11 12 13 14 15 50
Secondary Pump-2 | 30Hp | Terrace | AMC | HVAC Equipments SUMMIT B | Quarterly | bar: MARCH 11 11 12 13 14 15 16 17 11; MAY 24 10 11 12 13 14 15 16 24; SEPTEMBER 37 9 10 11 12 13 14 15 37; NOVEMBER 50 9 10 11 12 13 14 15 50
Secondary Pump-3 | 30Hp | Terrace | AMC | HVAC Equipments SUMMIT B | Quarterly | bar: MARCH 11 11 12 13 14 15 16 17 11; MAY 24 10 11 12 13 14 15 16 24; SEPTEMBER 37 9 10 11 12 13 14 15 37; NOVEMBER 50 9 10 11 12 13 14 15 50
Secondary Pump-4 | 30Hp | Terrace | AMC | HVAC Equipments SUMMIT B | Quarterly | bar: MARCH 11 11 12 13 14 15 16 17 11; MAY 24 10 11 12 13 14 15 16 24; SEPTEMBER 37 9 10 11 12 13 14 15 37; NOVEMBER 50 9 10 11 12 13 14 15 50
Secondary Pump-5 | 30Hp | Terrace | AMC | HVAC Equipments SUMMIT B | Quarterly | bar: MARCH 11 11 12 13 14 15 16 17 11; MAY 24 10 11 12 13 14 15 16 24; SEPTEMBER 37 9 10 11 12 13 14 15 37; NOVEMBER 50 9 10 11 12 13 14 15 50
Secondary Pump-6 | 30Hp | Terrace | AMC | HVAC Equipments SUMMIT B | Quarterly | bar: MARCH 11 11 12 13 14 15 16 17 11; MAY 24 10 11 12 13 14 15 16 24; SEPTEMBER 37 9 10 11 12 13 14 15 37; NOVEMBER 50 9 10 11 12 13 14 15 50
All Valves |  | Terrace | AMC | HVAC Equipments SUMMIT B | Quarterly | bar: MARCH 11 11 12 13 14 15 16 17 11; MAY 24 10 11 12 13 14 15 16 24; SEPTEMBER 37 9 10 11 12 13 14 15 37; NOVEMBER 50 9 10 11 12 13 14 15 50
VFD | 30Hp*6 | Terrace | AMC | HVAC Equipments SUMMIT B | Quarterly | bar: MARCH 11 11 12 13 14 15 16 17 11; MAY 24 10 11 12 13 14 15 16 24; SEPTEMBER 37 9 10 11 12 13 14 15 37; NOVEMBER 50 9 10 11 12 13 14 15 50
Makeup tank Pump-1 | 0.8Hp | Terrace | AMC | HVAC Equipments SUMMIT B | Quarterly | bar: MARCH 11 11 12 13 14 15 16 17 11; MAY 24 10 11 12 13 14 15 16 24; SEPTEMBER 37 9 10 11 12 13 14 15 37; NOVEMBER 50 9 10 11 12 13 14 15 50
Makeup tank Pump-2 | 0.8Hp | Terrace | AMC | HVAC Equipments SUMMIT B | Quarterly | bar: MARCH 11 11 12 13 14 15 16 17 11; MAY 24 10 11 12 13 14 15 16 24; SEPTEMBER 37 9 10 11 12 13 14 15 37; NOVEMBER 50 9 10 11 12 13 14 15 50
TOILET EXHAUST GENTS NORTH | 7.5HP |  | AMC | Exhaust SYSTEM SUMMIT B | Quarterly | bar: JANUARY 9 25 26 27 28 1 2 3 9; MAY 21 20 21 22 23 24 25 26 21; JULY 35 26 27 28 29 30 31 1 35; NOVEMBER 48 25 26 27 28 29 30 1 48
TOILET EXHAUST LADIES NORTH | 7.5HP |  | AMC | Exhaust SYSTEM SUMMIT B | Quarterly | bar: JANUARY 9 25 26 27 28 1 2 3 9; MAY 21 20 21 22 23 24 25 26 21; JULY 35 26 27 28 29 30 31 1 35; NOVEMBER 48 25 26 27 28 29 30 1 48
TOILET EXHAUST GENTS SOUTH | 7.5HP |  | AMC | Exhaust SYSTEM SUMMIT B | Quarterly | bar: JANUARY 9 25 26 27 28 1 2 3 9; MAY 21 20 21 22 23 24 25 26 21; JULY 35 26 27 28 29 30 31 1 35; NOVEMBER 48 25 26 27 28 29 30 1 48
TOILET EXHAUST LADIES SOUTH | 7.5HP |  | AMC | Exhaust SYSTEM SUMMIT B | Quarterly | bar: JANUARY 9 25 26 27 28 1 2 3 9; MAY 21 20 21 22 23 24 25 26 21; JULY 35 26 27 28 29 30 31 1 35; NOVEMBER 48 25 26 27 28 29 30 1 48
STP EXHAUST | 20HP |  | AMC | Exhaust SYSTEM SUMMIT B | Quarterly | bar: JANUARY 9 25 26 27 28 1 2 3 9; MAY 21 20 21 22 23 24 25 26 21; JULY 35 26 27 28 29 30 31 1 35; NOVEMBER 48 25 26 27 28 29 30 1 48
STP FRESH AIR 1& 2 |  |  | AMC | Exhaust SYSTEM SUMMIT B | Quarterly | bar: JANUARY 9 25 26 27 28 1 2 3 9; MAY 21 20 21 22 23 24 25 26 21; JULY 35 26 27 28 29 30 31 1 35; NOVEMBER 48 25 26 27 28 29 30 1 48
Jockey Pump | 7.5Hp |  | AMC | Fire Detection & Fighting Equipments | WEEKLY | bar: 1 2 3 4 5 6 1 to NOVEMBER 52 23 24 25 26 27 28 29 53
Main Pump | 150hp |  | AMC | Fire Detection & Fighting Equipments | WEEKLY | bar: 1 2 3 4 5 6 1 to NOVEMBER 52 23 24 25 26 27 28 29 53
Sprinkler Pump | 150Hp |  | AMC | Fire Detection & Fighting Equipments | WEEKLY | bar: 1 2 3 4 5 6 1 to NOVEMBER 52 23 24 25 26 27 28 29 53
DG Engine Set | 167Hp |  | AMC | Fire Detection & Fighting Equipments | WEEKLY | bar: 1 2 3 4 5 6 1 to NOVEMBER 52 23 24 25 26 27 28 29 53
Booster Pump | 11.5Hp |  | AMC | Fire Detection & Fighting Equipments | WEEKLY | bar: 1 2 3 4 5 6 1 to NOVEMBER 52 23 24 25 26 27 28 29 53
Fire Panel |  |  | AMC | Fire Detection & Fighting Equipments | Quarterly | bar: JANUARY 9 25 26 27 28 1 2 3 9; MAY 22 27 28 29 30 31 1 2 22; JULY 31 29 30 31 1 2 3 4 31; SEPTEMBER 44 28 29 30 31 1 2 3 44
FHC BOX |  |  | AMC | Fire Detection & Fighting Equipments | Quarterly | bar: JANUARY 9 25 26 27 28 1 2 3 9; MAY 22 27 28 29 30 31 1 2 22; JULY 31 29 30 31 1 2 3 4 31; SEPTEMBER 44 28 29 30 31 1 2 3 44
FIRE EXTINGUISHERS |  |  | AMC | Fire Detection & Fighting Equipments | Quarterly | bar: JANUARY 9 25 26 27 28 1 2 3 9; MAY 22 27 28 29 30 31 1 2 22; JULY 31 29 30 31 1 2 3 4 31; SEPTEMBER 44 28 29 30 31 1 2 3 44
PA System |  |  | AMC | Fire Detection & Fighting Equipments | Monthly | bar: JANUARY 5 28 29 30 31 1 2 3 5; JANUARY 9 25 26 27 28 1 2 3 9; MARCH 13 25 26 27 28 29 30 31 13; MARCH 18 29 30 1 2 3 4 5 18; MAY 22 27 28 29 30 31 1 2 22; MAY 26 24 25 26 27 28 29 30 26; JULY 31 29 30 31 1 2 3 4 31; JULY 35 26 27 28 29 30 31 1 35; SEPTEMBER 39 23 24 25 26 27 28 29 39; SEPTEMBER 44 28 29 30 31 1 2 3 44; NOVEMBER 48 25 26 27 28 29 30 1 48; NOVEMBER 52 23 24 25 26 27 28 29 53
Fire Alaram System |  |  | AMC | Fire Detection & Fighting Equipments | Monthly | bar: JANUARY 5 28 29 30 31 1 2 3 5; JANUARY 9 25 26 27 28 1 2 3 9; MARCH 13 25 26 27 28 29 30 31 13; MARCH 18 29 30 1 2 3 4 5 18; MAY 22 27 28 29 30 31 1 2 22; MAY 26 24 25 26 27 28 29 30 26; JULY 31 29 30 31 1 2 3 4 31; JULY 35 26 27 28 29 30 31 1 35; SEPTEMBER 39 23 24 25 26 27 28 29 39; SEPTEMBER 44 28 29 30 31 1 2 3 44; NOVEMBER 48 25 26 27 28 29 30 1 48; NOVEMBER 52 23 24 25 26 27 28 29 53
Domestic Pump-1 | 6.91KW | Pump Room |  | Water system equipments | Monthly | bar: JANUARY 3 14 15 16 17 18 19 20 3; JANUARY 7 11 12 13 14 15 16 17 7; MARCH 11 11 12 13 14 15 16 17 11; MARCH 16 15 16 17 18 19 20 21 16; MAY 20 13 14 15 16 17 18 19 20; MAY 24 10 11 12 13 14 15 16 24; JULY 29 15 16 17 18 19 20 21 29; JULY 33 12 13 14 15 16 17 18 33; SEPTEMBER 38 16 17 18 19 20 21 22 38; SEPTEMBER 42 14 15 16 17 18 19 20 42; NOVEMBER 46 11 12 13 14 15 16 17 46; NOVEMBER 51 16 17 18 19 20 21 22 51
Domestic Pump-2 | 5.93KW | Pump Room |  | Water system equipments | Monthly | bar: JANUARY 3 14 15 16 17 18 19 20 3; JANUARY 7 11 12 13 14 15 16 17 7; MARCH 11 11 12 13 14 15 16 17 11; MARCH 16 15 16 17 18 19 20 21 16; MAY 20 13 14 15 16 17 18 19 20; MAY 24 10 11 12 13 14 15 16 24; JULY 29 15 16 17 18 19 20 21 29; JULY 33 12 13 14 15 16 17 18 33; SEPTEMBER 38 16 17 18 19 20 21 22 38; SEPTEMBER 42 14 15 16 17 18 19 20 42; NOVEMBER 46 11 12 13 14 15 16 17 46; NOVEMBER 51 16 17 18 19 20 21 22 51
Strom water Pump-1 | 3Hp | Pump Room |  | Water system equipments | Monthly | bar: JANUARY 3 14 15 16 17 18 19 20 3; JANUARY 7 11 12 13 14 15 16 17 7; MARCH 11 11 12 13 14 15 16 17 11; MARCH 16 15 16 17 18 19 20 21 16; MAY 20 13 14 15 16 17 18 19 20; MAY 24 10 11 12 13 14 15 16 24; JULY 29 15 16 17 18 19 20 21 29; JULY 33 12 13 14 15 16 17 18 33; SEPTEMBER 38 16 17 18 19 20 21 22 38; SEPTEMBER 42 14 15 16 17 18 19 20 42; NOVEMBER 46 11 12 13 14 15 16 17 46; NOVEMBER 51 16 17 18 19 20 21 22 51
Strom water Pump-2 | 3Hp | Basement |  | Water system equipments | Monthly | bar: JANUARY 3 14 15 16 17 18 19 20 3; JANUARY 7 11 12 13 14 15 16 17 7; MARCH 11 11 12 13 14 15 16 17 11; MARCH 16 15 16 17 18 19 20 21 16; MAY 20 13 14 15 16 17 18 19 20; MAY 24 10 11 12 13 14 15 16 24; JULY 29 15 16 17 18 19 20 21 29; JULY 33 12 13 14 15 16 17 18 33; SEPTEMBER 38 16 17 18 19 20 21 22 38; SEPTEMBER 42 14 15 16 17 18 19 20 42; NOVEMBER 46 11 12 13 14 15 16 17 46; NOVEMBER 51 16 17 18 19 20 21 22 51
Raw Water Pump - 1 | 3hp |  | AMC | ST P | Monthly | bar: JANUARY 4 21 22 23 24 25 26 27 4; JANUARY 8 18 19 20 21 22 23 24 8; MARCH 12 18 19 20 21 22 23 24 12; MARCH 17 22 23 24 25 26 27 28 17; MAY 21 20 21 22 23 24 25 26 21; MAY 26 24 25 26 27 28 29 30 26; JULY 30 22 23 24 25 26 27 28 30; JULY 34 19 20 21 22 23 24 25 34; SEPTEMBER 39 23 24 25 26 27 28 29 39; SEPTEMBER 43 21 22 23 24 25 26 27 43; NOVEMBER 47 18 19 20 21 22 23 24 47; NOVEMBER 52 23 24 25 26 27 28 29 52
Raw Water Pump - 2 | 3hp |  | AMC | ST P | Monthly | bar: JANUARY 4 21 22 23 24 25 26 27 4; JANUARY 8 18 19 20 21 22 23 24 8; MARCH 12 18 19 20 21 22 23 24 12; MARCH 17 22 23 24 25 26 27 28 17; MAY 21 20 21 22 23 24 25 26 21; MAY 26 24 25 26 27 28 29 30 26; JULY 30 22 23 24 25 26 27 28 30; JULY 34 19 20 21 22 23 24 25 34; SEPTEMBER 39 23 24 25 26 27 28 29 39; SEPTEMBER 43 21 22 23 24 25 26 27 43; NOVEMBER 47 18 19 20 21 22 23 24 47; NOVEMBER 52 23 24 25 26 27 28 29 52
Clarifier Motor | 2hp |  | AMC | ST P | Monthly | bar: JANUARY 4 21 22 23 24 25 26 27 4; JANUARY 8 18 19 20 21 22 23 24 8; MARCH 12 18 19 20 21 22 23 24 12; MARCH 17 22 23 24 25 26 27 28 17; MAY 21 20 21 22 23 24 25 26 21; MAY 26 24 25 26 27 28 29 30 26; JULY 30 22 23 24 25 26 27 28 30; JULY 34 19 20 21 22 23 24 25 34; SEPTEMBER 39 23 24 25 26 27 28 29 39; SEPTEMBER 43 21 22 23 24 25 26 27 43; NOVEMBER 47 18 19 20 21 22 23 24 47; NOVEMBER 52 23 24 25 26 27 28 29 52
Sludge transfar Pump - 1 |  |  | AMC | ST P | Monthly | bar: JANUARY 4 21 22 23 24 25 26 27 4; JANUARY 8 18 19 20 21 22 23 24 8; MARCH 12 18 19 20 21 22 23 24 12; MARCH 17 22 23 24 25 26 27 28 17; MAY 21 20 21 22 23 24 25 26 21; MAY 26 24 25 26 27 28 29 30 26; JULY 30 22 23 24 25 26 27 28 30; JULY 34 19 20 21 22 23 24 25 34; SEPTEMBER 39 23 24 25 26 27 28 29 39; SEPTEMBER 43 21 22 23 24 25 26 27 43; NOVEMBER 47 18 19 20 21 22 23 24 47; NOVEMBER 52 23 24 25 26 27 28 29 52
Sludge transfar Pump - 2 | 2hp*2 |  | AMC | ST P | Monthly | bar: JANUARY 4 21 22 23 24 25 26 27 4; JANUARY 8 18 19 20 21 22 23 24 8; MARCH 12 18 19 20 21 22 23 24 12; MARCH 17 22 23 24 25 26 27 28 17; MAY 21 20 21 22 23 24 25 26 21; MAY 26 24 25 26 27 28 29 30 26; JULY 30 22 23 24 25 26 27 28 30; JULY 34 19 20 21 22 23 24 25 34; SEPTEMBER 39 23 24 25 26 27 28 29 39; SEPTEMBER 43 21 22 23 24 25 26 27 43; NOVEMBER 47 18 19 20 21 22 23 24 47; NOVEMBER 52 23 24 25 26 27 28 29 52
Re-circulation Pump - 2 | 2hp*2 |  | AMC | ST P | Monthly | bar: JANUARY 4 21 22 23 24 25 26 27 4; JANUARY 8 18 19 20 21 22 23 24 8; MARCH 12 18 19 20 21 22 23 24 12; MARCH 17 22 23 24 25 26 27 28 17; MAY 21 20 21 22 23 24 25 26 21; MAY 26 24 25 26 27 28 29 30 26; JULY 30 22 23 24 25 26 27 28 30; JULY 34 19 20 21 22 23 24 25 34; SEPTEMBER 39 23 24 25 26 27 28 29 39; SEPTEMBER 43 21 22 23 24 25 26 27 43; NOVEMBER 47 18 19 20 21 22 23 24 47; NOVEMBER 52 23 24 25 26 27 28 29 52
Filter Feed Motors - 1 | 7.5hp |  | AMC | ST P | Monthly | bar: JANUARY 4 21 22 23 24 25 26 27 4; JANUARY 8 18 19 20 21 22 23 24 8; MARCH 12 18 19 20 21 22 23 24 12; MARCH 17 22 23 24 25 26 27 28 17; MAY 21 20 21 22 23 24 25 26 21; MAY 26 24 25 26 27 28 29 30 26; JULY 30 22 23 24 25 26 27 28 30; JULY 34 19 20 21 22 23 24 25 34; SEPTEMBER 39 23 24 25 26 27 28 29 39; SEPTEMBER 43 21 22 23 24 25 26 27 43; NOVEMBER 47 18 19 20 21 22 23 24 47; NOVEMBER 52 23 24 25 26 27 28 29 52
Filter Feed Motors - 2 | 7.5hp |  | AMC | ST P | Monthly | bar: JANUARY 4 21 22 23 24 25 26 27 4; JANUARY 8 18 19 20 21 22 23 24 8; MARCH 12 18 19 20 21 22 23 24 12; MARCH 17 22 23 24 25 26 27 28 17; MAY 21 20 21 22 23 24 25 26 21; MAY 26 24 25 26 27 28 29 30 26; JULY 30 22 23 24 25 26 27 28 30; JULY 34 19 20 21 22 23 24 25 34; SEPTEMBER 39 23 24 25 26 27 28 29 39; SEPTEMBER 43 21 22 23 24 25 26 27 43; NOVEMBER 47 18 19 20 21 22 23 24 47; NOVEMBER 52 23 24 25 26 27 28 29 52
Screw Pump | 1hp |  | AMC | ST P | Monthly | bar: JANUARY 4 21 22 23 24 25 26 27 4; JANUARY 8 18 19 20 21 22 23 24 8; MARCH 12 18 19 20 21 22 23 24 12; MARCH 17 22 23 24 25 26 27 28 17; MAY 21 20 21 22 23 24 25 26 21; MAY 26 24 25 26 27 28 29 30 26; JULY 30 22 23 24 25 26 27 28 30; JULY 34 19 20 21 22 23 24 25 34; SEPTEMBER 39 23 24 25 26 27 28 29 39; SEPTEMBER 43 21 22 23 24 25 26 27 43; NOVEMBER 47 18 19 20 21 22 23 24 47; NOVEMBER 52 23 24 25 26 27 28 29 52
Final Pump -1 (A Block) | 5hp |  | AMC | ST P | Monthly | bar: JANUARY 4 21 22 23 24 25 26 27 4; JANUARY 8 18 19 20 21 22 23 24 8; MARCH 12 18 19 20 21 22 23 24 12; MARCH 17 22 23 24 25 26 27 28 17; MAY 21 20 21 22 23 24 25 26 21; MAY 26 24 25 26 27 28 29 30 26; JULY 30 22 23 24 25 26 27 28 30; JULY 34 19 20 21 22 23 24 25 34; SEPTEMBER 39 23 24 25 26 27 28 29 39; SEPTEMBER 43 21 22 23 24 25 26 27 43; NOVEMBER 47 18 19 20 21 22 23 24 47; NOVEMBER 52 23 24 25 26 27 28 29 52
Final Pump -2 (A Block) | 5hp |  | AMC | ST P | Monthly | bar: JANUARY 4 21 22 23 24 25 26 27 4; JANUARY 8 18 19 20 21 22 23 24 8; MARCH 12 18 19 20 21 22 23 24 12; MARCH 17 22 23 24 25 26 27 28 17; MAY 21 20 21 22 23 24 25 26 21; MAY 26 24 25 26 27 28 29 30 26; JULY 30 22 23 24 25 26 27 28 30; JULY 34 19 20 21 22 23 24 25 34; SEPTEMBER 39 23 24 25 26 27 28 29 39; SEPTEMBER 43 21 22 23 24 25 26 27 43; NOVEMBER 47 18 19 20 21 22 23 24 47; NOVEMBER 52 23 24 25 26 27 28 29 52
Final Pump - 1(B Block) | 7.5hp |  | AMC | ST P | Monthly | bar: JANUARY 4 21 22 23 24 25 26 27 4; JANUARY 8 18 19 20 21 22 23 24 8; MARCH 12 18 19 20 21 22 23 24 12; MARCH 17 22 23 24 25 26 27 28 17; MAY 21 20 21 22 23 24 25 26 21; MAY 26 24 25 26 27 28 29 30 26; JULY 30 22 23 24 25 26 27 28 30; JULY 34 19 20 21 22 23 24 25 34; SEPTEMBER 39 23 24 25 26 27 28 29 39; SEPTEMBER 43 21 22 23 24 25 26 27 43; NOVEMBER 47 18 19 20 21 22 23 24 47; NOVEMBER 52 23 24 25 26 27 28 29 52
Final Pump - 2 (B Block) | 7.5hp |  | AMC | ST P | Monthly | bar: JANUARY 4 21 22 23 24 25 26 27 4; JANUARY 8 18 19 20 21 22 23 24 8; MARCH 12 18 19 20 21 22 23 24 12; MARCH 17 22 23 24 25 26 27 28 17; MAY 21 20 21 22 23 24 25 26 21; MAY 26 24 25 26 27 28 29 30 26; JULY 30 22 23 24 25 26 27 28 30; JULY 34 19 20 21 22 23 24 25 34; SEPTEMBER 39 23 24 25 26 27 28 29 39; SEPTEMBER 43 21 22 23 24 25 26 27 43; NOVEMBER 47 18 19 20 21 22 23 24 47; NOVEMBER 52 23 24 25 26 27 28 29 52
Air Blower Motor - 1 | 12hp |  | AMC | ST P | Monthly | bar: JANUARY 4 21 22 23 24 25 26 27 4; JANUARY 8 18 19 20 21 22 23 24 8; MARCH 12 18 19 20 21 22 23 24 12; MARCH 17 22 23 24 25 26 27 28 17; MAY 21 20 21 22 23 24 25 26 21; MAY 26 24 25 26 27 28 29 30 26; JULY 30 22 23 24 25 26 27 28 30; JULY 34 19 20 21 22 23 24 25 34; SEPTEMBER 39 23 24 25 26 27 28 29 39; SEPTEMBER 43 21 22 23 24 25 26 27 43; NOVEMBER 47 18 19 20 21 22 23 24 47; NOVEMBER 52 23 24 25 26 27 28 29 52
Air Blower Motor - 2 | 12hp |  | AMC | ST P | Monthly | bar: JANUARY 4 21 22 23 24 25 26 27 4; JANUARY 8 18 19 20 21 22 23 24 8; MARCH 12 18 19 20 21 22 23 24 12; MARCH 17 22 23 24 25 26 27 28 17; MAY 21 20 21 22 23 24 25 26 21; MAY 26 24 25 26 27 28 29 30 26; JULY 30 22 23 24 25 26 27 28 30; JULY 34 19 20 21 22 23 24 25 34; SEPTEMBER 39 23 24 25 26 27 28 29 39; SEPTEMBER 43 21 22 23 24 25 26 27 43; NOVEMBER 47 18 19 20 21 22 23 24 47; NOVEMBER 52 23 24 25 26 27 28 29 52
Air Blower Motor - 3 | 12hp |  | AMC | ST P | Monthly | bar: JANUARY 4 21 22 23 24 25 26 27 4; JANUARY 8 18 19 20 21 22 23 24 8; MARCH 12 18 19 20 21 22 23 24 12; MARCH 17 22 23 24 25 26 27 28 17; MAY 21 20 21 22 23 24 25 26 21; MAY 26 24 25 26 27 28 29 30 26; JULY 30 22 23 24 25 26 27 28 30; JULY 34 19 20 21 22 23 24 25 34; SEPTEMBER 39 23 24 25 26 27 28 29 39; SEPTEMBER 43 21 22 23 24 25 26 27 43; NOVEMBER 47 18 19 20 21 22 23 24 47; NOVEMBER 52 23 24 25 26 27 28 29 52
Chlorine dosing pump |  |  | AMC | ST P | Monthly | bar: JANUARY 4 21 22 23 24 25 26 27 4; JANUARY 8 18 19 20 21 22 23 24 8; MARCH 12 18 19 20 21 22 23 24 12; MARCH 17 22 23 24 25 26 27 28 17; MAY 21 20 21 22 23 24 25 26 21; MAY 26 24 25 26 27 28 29 30 26; JULY 30 22 23 24 25 26 27 28 30; JULY 34 19 20 21 22 23 24 25 34; SEPTEMBER 39 23 24 25 26 27 28 29 39; SEPTEMBER 43 21 22 23 24 25 26 27 43; NOVEMBER 47 18 19 20 21 22 23 24 47; NOVEMBER 52 23 24 25 26 27 28 29 52
Fresher Air fan |  |  | AMC | ST P | Monthly | bar: JANUARY 4 21 22 23 24 25 26 27 4; JANUARY 8 18 19 20 21 22 23 24 8; MARCH 12 18 19 20 21 22 23 24 12; MARCH 17 22 23 24 25 26 27 28 17; MAY 21 20 21 22 23 24 25 26 21; MAY 26 24 25 26 27 28 29 30 26; JULY 30 22 23 24 25 26 27 28 30; JULY 34 19 20 21 22 23 24 25 34; SEPTEMBER 39 23 24 25 26 27 28 29 39; SEPTEMBER 43 21 22 23 24 25 26 27 43; NOVEMBER 47 18 19 20 21 22 23 24 47; NOVEMBER 52 23 24 25 26 27 28 29 52
Exhaust fan |  |  | AMC | ST P | Monthly | bar: JANUARY 4 21 22 23 24 25 26 27 4; JANUARY 8 18 19 20 21 22 23 24 8; MARCH 12 18 19 20 21 22 23 24 12; MARCH 17 22 23 24 25 26 27 28 17; MAY 21 20 21 22 23 24 25 26 21; MAY 26 24 25 26 27 28 29 30 26; JULY 30 22 23 24 25 26 27 28 30; JULY 34 19 20 21 22 23 24 25 34; SEPTEMBER 39 23 24 25 26 27 28 29 39; SEPTEMBER 43 21 22 23 24 25 26 27 43; NOVEMBER 47 18 19 20 21 22 23 24 47; NOVEMBER 52 23 24 25 26 27 28 29 52
Sump Pump 1 |  |  | AMC | ST P | Monthly | bar: JANUARY 4 21 22 23 24 25 26 27 4; JANUARY 8 18 19 20 21 22 23 24 8; MARCH 12 18 19 20 21 22 23 24 12; MARCH 17 22 23 24 25 26 27 28 17; MAY 21 20 21 22 23 24 25 26 21; MAY 26 24 25 26 27 28 29 30 26; JULY 30 22 23 24 25 26 27 28 30; JULY 34 19 20 21 22 23 24 25 34; SEPTEMBER 39 23 24 25 26 27 28 29 39; SEPTEMBER 43 21 22 23 24 25 26 27 43; NOVEMBER 47 18 19 20 21 22 23 24 47; NOVEMBER 52 23 24 25 26 27 28 29 52
Sump Pump 2 |  |  | AMC | ST P | Monthly | bar: JANUARY 4 21 22 23 24 25 26 27 4; JANUARY 8 18 19 20 21 22 23 24 8; MARCH 12 18 19 20 21 22 23 24 12; MARCH 17 22 23 24 25 26 27 28 17; MAY 21 20 21 22 23 24 25 26 21; MAY 26 24 25 26 27 28 29 30 26; JULY 30 22 23 24 25 26 27 28 30; JULY 34 19 20 21 22 23 24 25 34; SEPTEMBER 39 23 24 25 26 27 28 29 39; SEPTEMBER 43 21 22 23 24 25 26 27 43; NOVEMBER 47 18 19 20 21 22 23 24 47; NOVEMBER 52 23 24 25 26 27 28 29 52
Filter fresh |  |  | AMC | ST P | Monthly | bar: JANUARY 4 21 22 23 24 25 26 27 4; JANUARY 8 18 19 20 21 22 23 24 8; MARCH 12 18 19 20 21 22 23 24 12; MARCH 17 22 23 24 25 26 27 28 17; MAY 21 20 21 22 23 24 25 26 21; MAY 26 24 25 26 27 28 29 30 26; JULY 30 22 23 24 25 26 27 28 30; JULY 34 19 20 21 22 23 24 25 34; SEPTEMBER 39 23 24 25 26 27 28 29 39; SEPTEMBER 43 21 22 23 24 25 26 27 43; NOVEMBER 47 18 19 20 21 22 23 24 47; NOVEMBER 52 23 24 25 26 27 28 29 52
Pressure sand filter |  |  | AMC | ST P | Monthly | bar: JANUARY 4 21 22 23 24 25 26 27 4; JANUARY 8 18 19 20 21 22 23 24 8; MARCH 12 18 19 20 21 22 23 24 12; MARCH 17 22 23 24 25 26 27 28 17; MAY 21 20 21 22 23 24 25 26 21; MAY 26 24 25 26 27 28 29 30 26; JULY 30 22 23 24 25 26 27 28 30; JULY 34 19 20 21 22 23 24 25 34; SEPTEMBER 39 23 24 25 26 27 28 29 39; SEPTEMBER 43 21 22 23 24 25 26 27 43; NOVEMBER 47 18 19 20 21 22 23 24 47; NOVEMBER 52 23 24 25 26 27 28 29 52
Activated carbon filter |  |  | AMC | ST P | Monthly | bar: JANUARY 4 21 22 23 24 25 26 27 4; JANUARY 8 18 19 20 21 22 23 24 8; MARCH 12 18 19 20 21 22 23 24 12; MARCH 17 22 23 24 25 26 27 28 17; MAY 21 20 21 22 23 24 25 26 21; MAY 26 24 25 26 27 28 29 30 26; JULY 30 22 23 24 25 26 27 28 30; JULY 34 19 20 21 22 23 24 25 34; SEPTEMBER 39 23 24 25 26 27 28 29 39; SEPTEMBER 43 21 22 23 24 25 26 27 43; NOVEMBER 47 18 19 20 21 22 23 24 47; NOVEMBER 52 23 24 25 26 27 28 29 52
Filteration Motor -1 to 3 |  |  | AMC | Swimming Pool | Monthly | bar: JANUARY 4 21 22 23 24 25 26 27 4; JANUARY 8 18 19 20 21 22 23 24 8; MARCH 12 18 19 20 21 22 23 24 12; MARCH 17 22 23 24 25 26 27 28 17; MAY 21 20 21 22 23 24 25 26 21; MAY 26 24 25 26 27 28 29 30 26; JULY 30 22 23 24 25 26 27 28 30; JULY 34 19 20 21 22 23 24 25 34; SEPTEMBER 39 23 24 25 26 27 28 29 39; SEPTEMBER 43 21 22 23 24 25 26 27 43; NOVEMBER 47 18 19 20 21 22 23 24 47; NOVEMBER 52 23 24 25 26 27 28 29 52
Filter's 1 & 2 |  |  | AMC | Swimming Pool | Monthly | bar: JANUARY 4 21 22 23 24 25 26 27 4; JANUARY 8 18 19 20 21 22 23 24 8; MARCH 12 18 19 20 21 22 23 24 12; MARCH 17 22 23 24 25 26 27 28 17; MAY 21 20 21 22 23 24 25 26 21; MAY 26 24 25 26 27 28 29 30 26; JULY 30 22 23 24 25 26 27 28 30; JULY 34 19 20 21 22 23 24 25 34; SEPTEMBER 39 23 24 25 26 27 28 29 39; SEPTEMBER 43 21 22 23 24 25 26 27 43; NOVEMBER 47 18 19 20 21 22 23 24 47; NOVEMBER 52 23 24 25 26 27 28 29 52
Panels |  |  | AMC | Swimming Pool | Monthly | bar: JANUARY 4 21 22 23 24 25 26 27 4; JANUARY 8 18 19 20 21 22 23 24 8; MARCH 12 18 19 20 21 22 23 24 12; MARCH 17 22 23 24 25 26 27 28 17; MAY 21 20 21 22 23 24 25 26 21; MAY 26 24 25 26 27 28 29 30 26; JULY 30 22 23 24 25 26 27 28 30; JULY 34 19 20 21 22 23 24 25 34; SEPTEMBER 39 23 24 25 26 27 28 29 39; SEPTEMBER 43 21 22 23 24 25 26 27 43; NOVEMBER 47 18 19 20 21 22 23 24 47; NOVEMBER 52 23 24 25 26 27 28 29 52
Emergency lighting UPS | 10 KVA | L T ROOM |  | UPS | Quarterly | bar: JANUARY 3 14 15 16 17 18 19 20 3; MARCH 16 15 16 17 18 19 20 21 16; JULY 29 15 16 17 18 19 20 21 29; SEPTEMBER 42 14 15 16 17 18 19 20 42
DG sync panel (Battery charging) | 1KVA | Summit B LT room |  | UPS | Quarterly | bar: JANUARY 3 14 15 16 17 18 19 20 3; MARCH 16 15 16 17 18 19 20 21 16; JULY 29 15 16 17 18 19 20 21 29; SEPTEMBER 42 14 15 16 17 18 19 20 42
Lift machine room UPS (car emergency lights) | 1KVA |  |  | UPS | Quarterly | bar: JANUARY 3 14 15 16 17 18 19 20 3; MARCH 16 15 16 17 18 19 20 21 16; JULY 29 15 16 17 18 19 20 21 29; SEPTEMBER 42 14 15 16 17 18 19 20 42
Passenger lifts L1 to L8 |  |  | AMC | Lifts | Monthly | bar: JANUARY 3 14 15 16 17 18 19 20 3 to JANUARY 4 21 22 23 24 25 26 27 4; JANUARY 8 18 19 20 21 22 23 24 8 to JANUARY 9 25 26 27 28 1 2 3 9; MARCH 12 18 19 20 21 22 23 24 12 to MARCH 13 25 26 27 28 29 30 31 13; MARCH 16 15 16 17 18 19 20 21 16 to MARCH 17 22 23 24 25 26 27 28 17; MAY 20 13 14 15 16 17 18 19 20 to MAY 21 20 21 22 23 24 25 26 21; MAY 25 17 18 19 20 21 22 23 25 to MAY 26 24 25 26 27 28 29 30 26; JULY 29 15 16 17 18 19 20 21 29 to JULY 30 22 23 24 25 26 27 28 30; JULY 34 19 20 21 22 23 24 25 34 to JULY 35 26 27 28 29 30 31 1 35; SEPTEMBER 38 16 17 18 19 20 21 22 38 to SEPTEMBER 39 23 24 25 26 27 28 29 39; SEPTEMBER 42 14 15 16 17 18 19 20 42 to SEPTEMBER 43 21 22 23 24 25 26 27 43; NOVEMBER 46 11 12 13 14 15 16 17 46 to NOVEMBER 47 18 19 20 21 22 23 24 47; NOVEMBER 51 16 17 18 19 20 21 22 51 to NOVEMBER 52 23 24 25 26 27 28 29 52
Service lifts S1 & S2 |  |  | AMC | Lifts | Monthly | bar: JANUARY 3 14 15 16 17 18 19 20 3 to JANUARY 4 21 22 23 24 25 26 27 4; JANUARY 8 18 19 20 21 22 23 24 8 to JANUARY 9 25 26 27 28 1 2 3 9; MARCH 12 18 19 20 21 22 23 24 12 to MARCH 13 25 26 27 28 29 30 31 13; MARCH 16 15 16 17 18 19 20 21 16 to MARCH 17 22 23 24 25 26 27 28 17; MAY 20 13 14 15 16 17 18 19 20 to MAY 21 20 21 22 23 24 25 26 21; MAY 25 17 18 19 20 21 22 23 25 to MAY 26 24 25 26 27 28 29 30 26; JULY 29 15 16 17 18 19 20 21 29 to JULY 30 22 23 24 25 26 27 28 30; JULY 34 19 20 21 22 23 24 25 34 to JULY 35 26 27 28 29 30 31 1 35; SEPTEMBER 38 16 17 18 19 20 21 22 38 to SEPTEMBER 39 23 24 25 26 27 28 29 39; SEPTEMBER 42 14 15 16 17 18 19 20 42 to SEPTEMBER 43 21 22 23 24 25 26 27 43; NOVEMBER 46 11 12 13 14 15 16 17 46 to NOVEMBER 47 18 19 20 21 22 23 24 47; NOVEMBER 51 16 17 18 19 20 21 22 51 to NOVEMBER 52 23 24 25 26 27 28 29 52
Parking lifts P1 to P3 |  |  | AMC | Lifts | Monthly | bar: JANUARY 3 14 15 16 17 18 19 20 3 to JANUARY 4 21 22 23 24 25 26 27 4; JANUARY 8 18 19 20 21 22 23 24 8 to JANUARY 9 25 26 27 28 1 2 3 9; MARCH 12 18 19 20 21 22 23 24 12 to MARCH 13 25 26 27 28 29 30 31 13; MARCH 16 15 16 17 18 19 20 21 16 to MARCH 17 22 23 24 25 26 27 28 17; MAY 20 13 14 15 16 17 18 19 20 to MAY 21 20 21 22 23 24 25 26 21; MAY 25 17 18 19 20 21 22 23 25 to MAY 26 24 25 26 27 28 29 30 26; JULY 29 15 16 17 18 19 20 21 29 to JULY 30 22 23 24 25 26 27 28 30; JULY 34 19 20 21 22 23 24 25 34 to JULY 35 26 27 28 29 30 31 1 35; SEPTEMBER 38 16 17 18 19 20 21 22 38 to SEPTEMBER 39 23 24 25 26 27 28 29 39; SEPTEMBER 42 14 15 16 17 18 19 20 42 to SEPTEMBER 43 21 22 23 24 25 26 27 43; NOVEMBER 46 11 12 13 14 15 16 17 46 to NOVEMBER 47 18 19 20 21 22 23 24 47; NOVEMBER 51 16 17 18 19 20 21 22 51 to NOVEMBER 52 23 24 25 26 27 28 29 52
MLCP lifts M1 & M2 |  |  | AMC | Lifts | Monthly | bar: JANUARY 3 14 15 16 17 18 19 20 3 to JANUARY 4 21 22 23 24 25 26 27 4; JANUARY 8 18 19 20 21 22 23 24 8 to JANUARY 9 25 26 27 28 1 2 3 9; MARCH 12 18 19 20 21 22 23 24 12 to MARCH 13 25 26 27 28 29 30 31 13; MARCH 16 15 16 17 18 19 20 21 16 to MARCH 17 22 23 24 25 26 27 28 17; MAY 20 13 14 15 16 17 18 19 20 to MAY 21 20 21 22 23 24 25 26 21; MAY 25 17 18 19 20 21 22 23 25 to MAY 26 24 25 26 27 28 29 30 26; JULY 29 15 16 17 18 19 20 21 29 to JULY 30 22 23 24 25 26 27 28 30; JULY 34 19 20 21 22 23 24 25 34 to JULY 35 26 27 28 29 30 31 1 35; SEPTEMBER 38 16 17 18 19 20 21 22 38 to SEPTEMBER 39 23 24 25 26 27 28 29 39; SEPTEMBER 42 14 15 16 17 18 19 20 42 to SEPTEMBER 43 21 22 23 24 25 26 27 43; NOVEMBER 46 11 12 13 14 15 16 17 46 to NOVEMBER 47 18 19 20 21 22 23 24 47; NOVEMBER 51 16 17 18 19 20 21 22 51 to NOVEMBER 52 23 24 25 26 27 28 29 52
ALL EARTH PITS |  |  |  | EARTH PITS | YEARLY | bar: JULY 33 12 13 14 15 16 17 18 33
Dual source meter's |  |  |  | ENERGY METER CALIBRATION | YEARLY | bar: JANUARY 7 11 12 13 14 15 16 17 7